## Master Temghar Assets
Name of assets | Description | Brand | Sub Location | Qty | Supplier Name | Location | Asset Group | Availability status | Scrap | Purchase Date/Use Date | Excel Entry Date | Bill No. | Rate | Gross Amount | Website Status | Supplier Email | Supplier Contact | Supplier Address | Year | Photo Ref
New Pump House | Desgin and Construction of New Pump House | Custom | New Pump House | 1 | M/s R.B Krishnani | Temghar | Building | Found | No | 2015-05-16 | 2026-03-05 | B-1/89 For 2012-13 | 47868200 | 47868200 | Uploaded | NA | 8044464585 | B-10 Shirine Garden Opp, ITI Road, Aundh, Pune 411007 | 2012-13
900 HP Pump Set No.1 & 900 HP Motor for Pump Set No.1 | VT Pump 79.3m head, 2340 flow, SR.no.153C822008 & 900 HP,3.3 KV, 3 PH Induction motor, Sr. No. UP182128/1 | kirloskar & Marathon | New Pump House | 1 | M/s Hi-tech Engineer | Temghar | Plant and Machinery | Found | No | 2023-02-04 | 2026-02-18 | B-1/14 For 2019-20 | 11352500 | 11352500 | Updated | hitechnm2@gmail.com | 90825 92310 | 202, Empress, Plot No. 89, Sector 3, Kopar Khairane, Navi Mumbai - 400709 | 2019-20 | 900 HP Pump Set No.1
900 HP Pump Set No.2 & 900 HP Motor for Pump Set No.2 | VT Pump 79.3m head, 2340 flow, SR.no.153C822007 & 900 HP,3.3 KV, 3 PH Induction motor, Sr. No. UPI182137/1 | kirloskar & Marathon | New Pump House | 1 | M/s Suvas Electricals Thane | Temghar | Plant and Machinery | Found | No | 2020-03-18 | 2026-02-23 | B-1/16 For 2019-20 | 11352500 | 11352500 | Updated | suvaselectricals@gmail.com | 25447696 | Jaydeep Emphasis Unit No. 405, Opp. Punjab National Bank, Near Datta Mandir, Mulund Wagle Check, Thane. | 2019-20 | 900 HP Pump Set No.2
900 HP Pump Set No.3 | VT Pump 79.3m head, 2340 flow, SR.no. 153C822006 | kirloskar | New Pump House | 1 | M/s ARW Infra Projects Pvt Ltd., Mumbai | Temghar | Plant and Machinery | Found | No | 2023-03-31 | 2026-02-12 | B-1/24 For 2022-23 | 10600000 | 10600000 | Updated | tender@waghindia.com | 9594357635 | 1st Floor, A 112, Bhaveshwar Arcade, LBS Marg, Ghatkopar (W) | 2022-23 | 900 HP Pump Set No.3
900 HP Pump Set No.4 | VT Pump 79.3m head, 2340 flow, SR.no. 153C822007 | kirloskar | New Pump House | 1 | M/s ARW Infra Projects Pvt Ltd., Mumbai | Temghar | Plant and Machinery | Found | No | 2023-03-31 | 2026-02-12 | B-1/24 For 2022-23 | 10600000 | 10600000 | Updated | tender@waghindia.com | 9594357635 | 1st Floor, A 112, Bhaveshwar Arcade, LBS Marg, Ghatkopar (W) | 2022-23 | NA
900 HP Pump Set No.5 | VT Pump 79.3m head, 2340 flow, SR.no. 153C824008 | kirloskar | New Pump House | 1 | M/s ARW Infra Projects Pvt Ltd., Mumbai | Temghar | Plant and Machinery | Found | No | 2024-05-29 | 2026-01-30 | B-1/32 For 2023-24 | 12190000 | 12190000 | Updated | tender@waghindia.com | 9594357635 | 1st Floor, A 112, Bhaveshwar Arcade, LBS Marg, Ghatkopar (W) | 2023-24 | 900 HP Pump Set No.5
900 HP Pump Set No.6 | VT Pump 79.3m head, 2340 flow, SR.no. 153C824006 | kirloskar | New Pump House | 1 | M/s ARW Infra Projects Pvt Ltd., Mumbai | Temghar | Plant and Machinery | Found | No | 2024-05-29 | 2026-01-30 | B-1/32 For 2023-24 | 12190000 | 12190000 | Updated | tender@waghindia.com | 9594357635 | 1st Floor, A 112, Bhaveshwar Arcade, LBS Marg, Ghatkopar (W) | 2023-24 | 900 HP Pump Set No.6
900 HP Pump Set No.7 | VT Pump 79.3m head, 2340 flow, SR.no. | FBM | New Pump House | 1 | NA | Temghar | Plant and Machinery | Found | No | 1970-01-01 | 2026-02-12 | NA | 0 | 0 | Updated | NA | NA | NA | NA | 900 HP Pump Set No.7
900 HP Pump Set No.8 | VT Pump 79.3m head, 2340 flow, SR.no. | FBM | New Pump House | 1 | NA | Temghar | Plant and Machinery | Found | No | 1970-01-01 | 2026-02-12 | NA | 0 | 0 | Updated | NA | NA | NA | NA | NA
900 HP Pump Set No.1 | VT Pump, 79.3 m head, 2340 flow, Sr. No. | FBM | Old Pump House | 1 | NA | Temghar | Plant and Machinery | Found | No | NA | 2026-02-20 | NA | 0 | 0 | Updated | NA | NA | NA | NA | 900 HP Pump Set No.1
900 HP Pump Set No.3 | VT Pump, Head 51 m, Flow 2340 Cum/Hr., Sr. No. | FBM | Old Pump House | 1 | NA | Temghar | Plant and Machinery | Found | No | NA | 2026-02-20 | NA | 0 | 0 | Updated | NA | NA | NA | NA | 900 HP Pump Set No.3
900 HP Pump Set No.4 | VT Pump, 79.3 m head, 2340 flow, Sr. No. | FBM | Old Pump House | 1 | NA | Temghar | Plant and Machinery | Found | No | NA | 2026-02-20 | NA | 0 | 0 | Updated | NA | NA | NA | NA | NA
900 HP Pump Set No.6 | VT Pump, 79.3 m head, 2340 flow (Vertical turbine Pump Having Capacity 2376 m3 /Hr at 81 mtr) | Flowmore | Old Pump House | 1 | M/s Friend's Engineering Corporation, Navi Mumbai | Temghar | Plant and Machinery | Found | No | 2008-12-15 | 2026-03-04 | B-1/56 For 2007-08 | 3610940 | 3610940 | Updated | Contactus@friendsengg.in | 27578869 & 25386926 | 3, Manisha Co-Op HSG. Society, Vrindavan, Thane 400601 | 2007-08 | 900 HP Pump Set No.6
500 HP Pump Set No.1 | VT Pump 79.3m head, 2340 flow, SR.no. | Flowmore | New Pump House | 1 | M/s Friend's Engineering Corporation, Navi Mumbai | Temghar | Plant and Machinery | Found | No | 2010-01-08 | 2026-02-16 | B-1/43 2009-10 | 4085229 | 4085229 | Updated | Contactus@friendsengg.in | 27578869 & 25386926 | 3, Manisha Co-Op HSG. Society, Vrindavan, Thane 400601 | 2009-10 | NA
500 HP Pump Set No.2 | VT Pump 79.3m head, 2340 flow, SR.no. | Flowmore | New Pump House | 1 | M/s Friend's Engineering Corporation, Navi Mumbai | Temghar | Plant and Machinery | Found | No | 2010-01-08 | 2026-02-16 | B-1/43 2009-10 | 4085229 | 4085229 | Updated | Contactus@friendsengg.in | 27578869 & 25386926 | 3, Manisha Co-Op HSG. Society, Vrindavan, Thane 400601 | 2009-10 | NA
500 HP Pump Set No.3 | VT Pump 79.3m head, 2340 flow, SR.no. | Flowmore | New Pump House | 1 | M/s Friend's Engineering Corporation, Navi Mumbai | Temghar | Plant and Machinery | Found | No | 2010-01-08 | 2026-02-16 | B-1/43 2009-10 | 4085229 | 4085229 | Updated | Contactus@friendsengg.in | 27578869 & 25386926 | 3, Manisha Co-Op HSG. Society, Vrindavan, Thane 400601 | 2009-10 | 500 HP Pump Set No.3
900 HP Motor for Pump set No.3 | 900 HP,3.3 KV, 3 PH Induction motor, sr no. UPI182137/2 | Marathon | New Pump House | 1 | M/s ARW Infra Projects Pvt Ltd., Mumbai | Temghar | Plant and Machinery | Found | No | 2023-03-31 | 2026-02-12 | B-1/24 For 2022-23 | 1759074 | 1759074 | Updated | tender@waghindia.com | 9594357635 | 1st Floor, A 112, Bhaveshwar Arcade, LBS Marg, Ghatkopar (W) | 2022-23 | 900 HP Motor for Pump set No.3
900 HP Motor for Pump set No.4 | 900 HP,3.3 KV, 3 PH Induction motor, sr no. | Marathon | New Pump House | 1 | M/s ARW Infra Projects Pvt Ltd., Mumbai | Temghar | Plant and Machinery | Found | No | 2023-03-31 | 2026-02-12 | B-1/24 For 2022-23 | 1759074 | 1759074 | Updated | tender@waghindia.com | 9594357635 | 1st Floor, A 112, Bhaveshwar Arcade, LBS Marg, Ghatkopar (W) | 2022-23 | 900 HP Motor for Pump set No.4
900 HP Motor for Pump set No.5 | 900 HP,3.3 KV, 3 PH Induction motor, Sr. No. UP182139/1 | Marathon | New Pump House | 1 | M/s ARW Infra Projects Pvt Ltd., Mumbai | Temghar | Plant and Machinery | Found | No | 2024-05-29 | 2026-01-30 | B-1/32 For 2023-24 | 1934671 | 1934671 | Updated | tender@waghindia.com | 9594357635 | 1st Floor, A 112, Bhaveshwar Arcade, LBS Marg, Ghatkopar (W) | 2023-24 | 900 HP Motor for Pump set No.5
900 HP Motor for Pump set No.6 | 900 HP,3.3 KV, 3 PH Induction motor, sr.No. UP182139/2 | Marathon | New Pump House | 1 | M/s ARW Infra Projects Pvt Ltd., Mumbai | Temghar | Plant and Machinery | Found | No | 2024-05-29 | 2026-01-30 | B-1/32 For 2023-24 | 1934671 | 1934671 | Updated | tender@waghindia.com | 9594357635 | 1st Floor, A 112, Bhaveshwar Arcade, LBS Marg, Ghatkopar (W) | 2023-24 | 900 HP Motor for Pump set No.6
900 HP Motor for Pump set No.7 | 900 HP,3.3 KV, 3 PH Induction motor, sr no. | kirloskar | New Pump House | 1 | NA | Temghar | Plant and Machinery | Found | No | 1970-01-01 | 2026-02-12 | NA | 0 | 0 | Updated | NA | NA | NA | NA | 900 HP Motor for Pump set No.7
900 HP Motor for Pump set No.8 | 900 HP,3.3 KV, 3 PH Induction motor, sr no. | kirloskar | New Pump House | 1 | NA | Temghar | Plant and Machinery | Found | No | 1970-01-01 | 2026-02-12 | NA | 0 | 0 | Updated | NA | NA | NA | NA | NA
900 HP Motor for Pump set No.1 | 900 HP,3.3 KV, 3 PH Induction motor, sr no. | kirloskar | Old Pump House | 1 | NA | Temghar | Plant and Machinery | Issued to TMC | No | NA | 2026-02-20 | NA | 0 | 0 | Updated | NA | NA | NA | NA | 900 HP Motor for Pump set No.1
900 HP Motor for Pump set No.3 | 900 HP,3.3 KV, 3 PH Induction motor, sr no. | kirloskar | Old Pump House | 1 | NA | Temghar | Plant and Machinery | Found | No | NA | 2026-02-20 | NA | 0 | 0 | Updated | NA | NA | NA | NA | 900 HP Motor for Pump set No.3
900 HP Motor for Pump set No.4 | 900 HP,3.3 KV, 3 PH Induction motor, sr no. | kirloskar | Old Pump House | 1 | NA | Temghar | Plant and Machinery | Found | No | NA | 2026-02-20 | NA | 0 | 0 | Uploaded | NA | NA | NA | NA | 900 HP Motor for Pump set No.4
900 HP Motor for Pump set No.6 | 900 HP Oprated on 3300 volts and 980 RPM ,3.3 KV, 3 PH Induction motor | Jyoti | Old Pump House | 1 | M/s Friend's Engineering Corporation, Navi Mumbai | Temghar | Plant and Machinery | Found | No | 2008-12-15 | 2026-03-04 | B-1/56 For 2007-08 | 48000 | 48000 | Updated | Contactus@friendsengg.in | 27578869 & 25386926 | 3, Manisha Co-Op HSG. Society, Vrindavan, Thane 400601 | 2007-08 | 900 HP Motor for Pump set No.6
900 HP Motor for Pump set No.7 | 900 HP,3.3 KV, 3 PH Induction motor, sr No. | Jyoti | Old Pump House | 1 | Dismental | Temghar | Plant and Machinery | Dismental | Yes | Dismental | Dismental | Dismental | Dismental | Dismental | Not Uploaded | Dismental | Dismental | Dismental | Dismental | NA
500 HP Motor Pump Set No.1 | 500 HP,3.3 KV, 3 PH Induction motor, sr no. | Jyoti | New Pump House | 1 | M/s Friend's Engineering Corporation, Navi Mumbai | Temghar | Plant and Machinery | Found | No | 2010-03-24 | 2026-02-16 | B-1/43 2009-10 | 1196371 | 1196371 | Updated | Contactus@friendsengg.in | 27578869 & 25386926 | 3, Manisha Co-Op HSG. Society, Vrindavan, Thane 400601 | 2009-10 | NA
500 HP Motor Pump Set No.2 | 500 HP,3.3 KV, 3 PH Induction motor, sr no. | NA | New Pump House | 1 | M/s Friend's Engineering Corporation, Navi Mumbai | Temghar | Plant and Machinery | Found | No | 2010-03-24 | 2026-02-16 | B-1/43 2009-10 | 1196371 | 1196371 | Updated | Contactus@friendsengg.in | 27578869 & 25386926 | 3, Manisha Co-Op HSG. Society, Vrindavan, Thane 400601 | 2009-10 | NA
500 HP Motor Pump Set No.3 | 500 HP,3.3 KV, 3 PH Induction motor, sr no. | NA | New Pump House | 1 | M/s Friend's Engineering Corporation, Navi Mumbai | Temghar | Plant and Machinery | Found | No | 2010-03-24 | 2026-02-16 | B-1/43 2009-10 | 1196371 | 1196371 | Updated | Contactus@friendsengg.in | 27578869 & 25386926 | 3, Manisha Co-Op HSG. Society, Vrindavan, Thane 400601 | 2009-10 | NA
Dismantling joint for 900 HP pump set no.1 | 600 mm, PN 1.6, Sr. No. | NA | New Pump House | 1 | M/s Suvas Electricals Thane | Temghar | Plant and Machinery | Found | No | 2019-01-30 | 2026-02-18 | B-146 For 2016-17 | 46830 | 46830 | Updated | suvaselectricals@gmail.com | 25447696 | Jaydeep Emphasis Unit No. 405, Opp. Punjab National Bank, Near Datta Mandir, Mulund Wagle Check, Thane. | 2018-19 | Dismantling joint for pump set
Dismantling joint for 900 HP pump set no.2 | 600 mm, PN 1.6, Sr. No. | NA | New Pump House | 1 | M/s Suvas Electricals Thane | Temghar | Plant and Machinery | Found | No | 2019-01-30 | 2026-02-18 | B-146 For 2016-17 | 46830 | 46830 | Updated | suvaselectricals@gmail.com | 25447696 | Jaydeep Emphasis Unit No. 405, Opp. Punjab National Bank, Near Datta Mandir, Mulund Wagle Check, Thane. | 2018-19 | Dismantling joint for pump set
Dismantling joint for 900 HP pump set no.3 | 600 mm, PN 1.6, Sr. No. | NA | New Pump House | 1 | M/s ARW Infra Projects Pvt Ltd., Mumbai | Temghar | Plant and Machinery | Found | No | 2023-03-31 | 2026-02-12 | B-1/24 For 2022-23 | 59179 | 59179 | Updated | tender@waghindia.com | 9594357635 | 1st Floor, A 112, Bhaveshwar Arcade, LBS Marg, Ghatkopar (W) | 2022-23 | Dismantling joint for pump set
Dismantling joint for 900 HP pump set no.4 | 600 mm, PN 1.6, Sr. No. | NA | New Pump House | 1 | M/s ARW Infra Projects Pvt Ltd., Mumbai | Temghar | Plant and Machinery | Found | No | 2023-03-31 | 2026-02-12 | B-1/24 For 2022-23 | 59179 | 59179 | Updated | tender@waghindia.com | 9594357635 | 1st Floor, A 112, Bhaveshwar Arcade, LBS Marg, Ghatkopar (W) | 2022-23 | Dismantling joint for pump set
Dismantling joint for 900 HP pump set no.5 | 600 mm, PN 1.6, Sr. No. | Anant Hydrotech | New Pump House | 1 | M/s ARW Infra Projects Pvt Ltd., Mumbai | Temghar | Plant and Machinery | Found | No | 2024-03-23 | 2026-02-12 | B-1/32 For 2023-24 | 73838 | 73838 | Updated | tender@waghindia.com | 9594357635 | 1st Floor, A 112, Bhaveshwar Arcade, LBS Marg, Ghatkopar (W) | 2023-24 | Dismantling joint for pump set
Dismantling joint for 900 HP pump set no.6 | 600 mm, PN 1.6, Sr. No. | NA | New Pump House | 1 | M/s ARW Infra Projects Pvt Ltd., Mumbai | Temghar | Plant and Machinery | Found | No | 2024-03-23 | 2026-02-12 | B-1/32 For 2023-24 | 73838 | 73838 | Updated | tender@waghindia.com | 9594357635 | 1st Floor, A 112, Bhaveshwar Arcade, LBS Marg, Ghatkopar (W) | 2023-24 | Dismantling joint for pump set
Dismantling joint for 900 HP pump set no.7 | 600 mm, PN 1.6, Sr. No. 24DJ51 | DVPL | New Pump House | 1 | M/s ARW Infra Projects Pvt Ltd., Mumbai | Temghar | Plant and Machinery | Found | No | 2024-03-23 | 2026-02-12 | B-1/32 For 2023-24 | 73838 | 73838 | Updated | tender@waghindia.com | 9594357635 | 1st Floor, A 112, Bhaveshwar Arcade, LBS Marg, Ghatkopar (W) 400086 | 2023-24 | Dismantling joint for pump set
Dismantling joint for 900 HP pump set no.8 | 600 mm, PN 1.6, Sr. No. 24DJ52 | DVPL | New Pump House | 1 | M/s ARW Infra Projects Pvt Ltd., Mumbai | Temghar | Plant and Machinery | Found | No | 2024-03-23 | 2026-02-12 | B-1/32 For 2023-24 | 73838 | 73838 | Updated | tender@waghindia.com | 9594357635 | 1st Floor, A 112, Bhaveshwar Arcade, LBS Marg, Ghatkopar (W) 400086 | 2023-24 | Dismantling joint for pump set
Dismantling joint for 900 HP pump set no.1 | 600 mm, PN 1.6, Sr. No. | NA | Old Pump House | 1 | NA | Temghar | Plant and Machinery | Found | No | NA | 2026-02-20 | NA | 0 | 0 | Uploaded | NA | NA | NA | NA | NA
Dismantling joint for 900 HP pump set no.3 | 600 mm, PN 1.6, Sr. No. | NA | Old Pump House | 1 | NA | Temghar | Plant and Machinery | Found | No | NA | 2026-02-20 | NA | 0 | 0 | Updated | NA | NA | NA | NA | NA
Dismantling joint for 900 HP pump set no.4 | 600 mm, PN 1.6, Sr. No. | NA | Old Pump House | 1 | NA | Temghar | Plant and Machinery | Found | No | NA | 2026-02-20 | NA | 0 | 0 | Updated | NA | NA | NA | NA | NA
Dismantling joint for 900 HP pump set no.6 | 600 mm, PN 1.6, Sr. No. | NA | Old Pump House | 1 | M/s Friend's Engineering Corporation, Navi Mumbai | Temghar | Plant and Machinery | Found | No | 2008-12-15 | 2026-03-04 | B-1/56 For 2007-08 | 14273 | 14273 | Updated | Contactus@friendsengg.in | 27578869 & 25386926 | 3, Manisha Co-Op HSG. Society, Vrindavan, Thane 400601 | 2007-08 | NA
Dismantling joint for 500 HP pump set no.1 | 600 mm, PN 1.6, Sr. No. | NA | New Pump House | 1 | M/s Friend's Engineering Corporation, Navi Mumbai | Temghar | Plant and Machinery | Found | NO | 2010-03-05 | 2026-02-16 | B-1/43 2009-10 | 27776 | 27776 | Updated | Contactus@friendsengg.in | 27578869 & 25386926 | 3, Manisha Co-Op HSG. Society, Vrindavan, Thane 400601 | 2009-10
Dismantling joint for 500 HP pump set no.2 | 600 mm, PN 1.6, Sr. No. | NA | New Pump House | 1 | M/s Friend's Engineering Corporation, Navi Mumbai | Temghar | Plant and Machinery | Found | NO | 2010-03-05 | 2026-02-16 | B-1/43 2009-10 | 27776 | 27776 | Updated | Contactus@friendsengg.in | 27578869 & 25386926 | 3, Manisha Co-Op HSG. Society, Vrindavan, Thane 400601 | 2009-10
Dismantling joint for 500 HP pump set no.3 | 600 mm, PN 1.6, Sr. No. | NA | New Pump House | 1 | M/s Friend's Engineering Corporation, Navi Mumbai | Temghar | Plant and Machinery | Found | NO | 2010-03-05 | 2026-02-16 | B-1/43 2009-10 | 27776 | 27776 | Updated | Contactus@friendsengg.in | 27578869 & 25386926 | 3, Manisha Co-Op HSG. Society, Vrindavan, Thane 400601 | 2009-10
NRV for 900 HP No.1 | CI D/F reflux valves (CI D/F reflux valves (600 mm, PN 1.6, Sr. No.)) | NA | New Pump House | 1 | M/s Suvas Electricals Thane | Temghar | Plant and Machinery | Found | No | 2019-01-30 | 2026-02-18 | B-1-46 For 2016-17 | 303025 | 303025 | Updated | suvaselectricals@gmail.com | 25447696 | Jaydeep Emphasis Unit No. 405, Opp. Punjab National Bank, Near Datta Mandir, Mulund Wagle Check, Thane. | 2016-17 | NRV for 900 HP
NRV for 900 HP No.2 | CI D/F reflux valves (600 mm, PN 1.6, Sr. No.) | NA | New Pump House | 1 | M/s Suvas Electricals Thane | Temghar | Plant and Machinery | Found | No | 2019-01-30 | 2026-02-18 | B-146 For 2016-17 | 303025 | 303025 | Updated | suvaselectricals@gmail.com | 25447696 | Jaydeep Emphasis Unit No. 405, Opp. Punjab National Bank, Near Datta Mandir, Mulund Wagle Check, Thane. | 2016-17 | NRV for 900 HP
NRV for 900 HP No.3 | CI D/F reflux valves (600 mm, PN 1.6, SR NO. 24SN10) | NA | New Pump House | 1 | M/s ARW Infra Projects Pvt Ltd., Mumbai | Temghar | Plant and Machinery | Found | No | 2023-03-31 | 2026-02-12 | B-1/24 For 2022-23 | 288045 | 288045 | Updated | tender@waghindia.com | 9594357635 | 1st Floor, A 112, Bhaveshwar Arcade, LBS Marg, Ghatkopar (W) | 2022-23 | NRV for 900 HP
NRV for 900 HP No.4 | CI D/F reflux valves (600 mm, PN 1.6, Sr. No.) | NA | New Pump House | 1 | M/s ARW Infra Projects Pvt Ltd., Mumbai | Temghar | Plant and Machinery | Found | No | 2023-03-31 | 2026-02-12 | B-1/24 For 2022-23 | 288045 | 288045 | Updated | tender@waghindia.com | 9594357635 | 1st Floor, A 112, Bhaveshwar Arcade, LBS Marg, Ghatkopar (W) | 2022-23 | NRV for 900 HP
NRV for 900 HP No.5 | CI D/F reflux valves (600 mm, PN 1.6, SR NO. 24SN29) | NA | New Pump House | 1 | M/s ARW Infra Projects Pvt Ltd., Mumbai | Temghar | Plant and Machinery | Found | No | 2024-03-23 | 2026-02-12 | B-1/32 For 2023-24 | 345654 | 345654 | Updated | tender@waghindia.com | 9594357635 | 1st Floor, A 112, Bhaveshwar Arcade, LBS Marg, Ghatkopar (W) | 2023-24 | NRV for 900 HP
NRV for 900 HP No.6 | CI D/F reflux valves (600 mm, PN 1.6, SR NO. 24SN31) | NA | New Pump House | 1 | M/s ARW Infra Projects Pvt Ltd., Mumbai | Temghar | Plant and Machinery | Found | No | 2024-03-23 | 2026-02-12 | B-1/32 For 2023-24 | 345654 | 345654 | Updated | tender@waghindia.com | 9594357635 | 1st Floor, A 112, Bhaveshwar Arcade, LBS Marg, Ghatkopar (W) | 2023-24 | NRV for 900 HP
NRV for 900 HP NO.7 | CI D/F reflux valves (80mm, PN 1.6 Sr. No. 24SN09) | NA | New Pump House | 1 | NA | Temghar | Plant and Machinery | Found | No | 1970-01-01 | 2026-02-12 | NA | 0 | 0 | Updated | NA | NA | NA | NA | NRV for 900 HP
NRV for 900 HP NO.8 | CI D/F reflux valves (600 mm, PN 1.6, Sr. No.) | NA | New Pump House | 1 | NA | Temghar | Plant and Machinery | Found | No | 1970-01-01 | 2026-02-12 | NA | 0 | 0 | Updated | NA | NA | NA | NA | NRV for 900 HP
NRV for 900 HP No.1 | 600 mm, PN 1.6, Sr. No. | NA | Old Pump House | 1 | NA | Temghar | Plant and Machinery | Found | No | NA | 2026-02-20 | NA | 0 | 0 | Updated | NA | NA | NA | NA | NA
NRV for 900 HP No.3 | 600 mm, PN 1.6, Sr. No. | NA | Old Pump House | 1 | NA | Temghar | Plant and Machinery | Found | No | NA | 2026-02-20 | NA | 0 | 0 | Updated | NA | NA | NA | NA | NA
NRV for 900 HP No.4 | 600 mm, PN 1.6, Sr. No. | NA | Old Pump House | 1 | NA | Temghar | Plant and Machinery | Found | No | NA | 2026-02-20 | NA | 0 | 0 | Updated | NA | NA | NA | NA | NA
NRV for 900 HP NO.6 | 600 mm, PN 1.6, Sr. No. | NA | Old Pump House | 1 | M/s Friend's Engineering Corporation, Navi Mumbai | Temghar | Plant and Machinery | Found | No | 2008-12-15 | 2026-03-04 | B-1/56 For 2007-08 | 5328 | 5328 | Updated | Contactus@friendsengg.in | 27578869 & 25386926 | 3, Manisha Co-Op HSG. Society, Vrindavan, Thane 400601 | 2007-08 | NA
NRV for 500 HP No. 1 | CI D/F reflux valves (600 mm, PN 1.6, Sr. No.) | NA | New Pump House | 1 | M/s Friend's Engineering Corporation, Navi Mumbai | Temghar | Plant and Machinery | Found | No | 2010-03-05 | 2026-02-16 | B-1/43 2009-10 | 405284 | 405284 | Updated | Contactus@friendsengg.in | 27578869 & 25386926 | 3, Manisha Co-Op HSG. Society, Vrindavan, Thane 400601 | 2009-10 | NA
NRV for 500 HP No. 2 | CI D/F reflux valves (600 mm, PN 1.6, Sr. No.) | NA | New Pump House | 1 | M/s Friend's Engineering Corporation, Navi Mumbai | Temghar | Plant and Machinery | Found | No | 2010-03-05 | 2026-02-16 | B-1/43 2009-10 | 405284 | 405284 | Updated | Contactus@friendsengg.in | 27578869 & 25386926 | 3, Manisha Co-Op HSG. Society, Vrindavan, Thane 400601 | 2009-10 | NA
NRV for 500 HP No. 3 | CI D/F reflux valves (600 mm, PN 1.6, Sr. No.) | NA | New Pump House | 1 | M/s Friend's Engineering Corporation, Navi Mumbai | Temghar | Plant and Machinery | Found | No | 2010-03-05 | 2026-02-16 | B-1/43 2009-10 | 405284 | 405284 | Updated | Contactus@friendsengg.in | 27578869 & 25386926 | 3, Manisha Co-Op HSG. Society, Vrindavan, Thane 400601 | 2009-10 | NA
Sluice Valve for 900 HP No.1 | 600 mm, PN 1.6, SR NO. 24S116 | NA | New Pump House | 1 | M/s Suvas Electricals Thane | Temghar | Plant and Machinery | Found | No | 2019-01-30 | 2026-02-18 | B-146 For 2016-17 | 401200 | 401200 | Updated | suvaselectricals@gmail.com | 25447696 | Jaydeep Emphasis Unit No. 405, Opp. Punjab National Bank, Near Datta Mandir, Mulund Wagle Check, Thane. | 2016-17 | Sluice Valve for 900 HP No.1
Sluice Valve for 900 HP No.2 | 600 mm, PN 1.6, SR NO. 24S117 | NA | New Pump House | 1 | M/s Suvas Electricals Thane | Temghar | Plant and Machinery | Found | No | 2019-01-30 | 2026-02-18 | B-146 For 2016-17 | 401200 | 401200 | Updated | suvaselectricals@gmail.com | 25447696 | Jaydeep Emphasis Unit No. 405, Opp. Punjab National Bank, Near Datta Mandir, Mulund Wagle Check, Thane. | 2016-17 | Sluice Valve for 900 HP No.2
Sluice Valve for 900 HP No.3 | 600 mm, PN 1.6, SR NO. | NA | New Pump House | 1 | M/s ARW Infra Projects Pvt Ltd., Mumbai | Temghar | Plant and Machinery | Found | No | 2023-03-31 | 2026-02-12 | B-1/24 For 2022-23 | 202645 | 202645 | Updated | tender@waghindia.com | 9594357635 | 1st Floor, A 112, Bhaveshwar Arcade, LBS Marg, Ghatkopar (W) | 2022-23 | Sluice Valve for 900 HP No.3
Sluice Valve for 900 HP No.4 | 600 mm, PN 1.6, SR NO. | NA | New Pump House | 1 | M/s ARW Infra Projects Pvt Ltd., Mumbai | Temghar | Plant and Machinery | Found | No | 2023-03-31 | 2026-02-12 | B-1/24 For 2022-23 | 202645 | 202645 | Updated | tender@waghindia.com | 9594357635 | 1st Floor, A 112, Bhaveshwar Arcade, LBS Marg, Ghatkopar (W) | 2022-23 | Sluice Valve for 900 HP No.4
Sluice Valve for 900 HP No.5 | 600 mm, PN 1.6, SR NO. 24S402 | DVPL | New Pump House | 1 | M/s ARW Infra Projects Pvt Ltd., Mumbai | Temghar | Plant and Machinery | Found | No | 2024-03-23 | 2026-02-12 | B-1/32 For 2023-24 | 243174 | 243174 | Updated | tender@waghindia.com | 9594357635 | 1st Floor, A 112, Bhaveshwar Arcade, LBS Marg, Ghatkopar (W) | 2023-24 | Sluice Valve for 900 HP No.5
Sluice Valve for 900 HP No.6 | 600 mm, PN 1.6, SR NO. 24S401 | DVPL | New Pump House | 1 | M/s ARW Infra Projects Pvt Ltd., Mumbai | Temghar | Plant and Machinery | Found | No | 2024-03-23 | 2026-02-12 | B-1/32 For 2023-24 | 243174 | 243174 | Updated | tender@waghindia.com | 9594357635 | 1st Floor, A 112, Bhaveshwar Arcade, LBS Marg, Ghatkopar (W) | 2023-24 | Sluice Valve for 900 HP No.6
Sluice Valve for 900 HP No.7 | 600 mm, PN 1.6, SR NO. 24S115 | NA | New Pump House | 1 | NA | Temghar | Plant and Machinery | Found | No | 1970-01-01 | 2026-02-12 | NA | 0 | 0 | Updated | NA | NA | NA | NA | Sluice Valve for 900 HP No.7
Sluice Valve for 900 HP No.8 | 600 mm, PN 1.6, SR NO. 24S120 | NA | New Pump House | 1 | NA | Temghar | Plant and Machinery | Found | No | 1970-01-01 | 2026-02-12 | NA | 0 | 0 | Updated | NA | NA | NA | NA | Sluice Valve for 900 HP No.8
Sluice Valve for 900 HP No.3 | 600 mm, PN 1.6, SR NO. | NA | Old Pump House | 1 | NA | Temghar | Plant and Machinery | Found | No | NA | 2026-02-20 | NA | 0 | 0 | Updated | NA | NA | NA | NA | NA
Sluice Valve for 900 HP No.4 | 600 mm, PN 1.6, SR NO. | NA | Old Pump House | 1 | NA | Temghar | Plant and Machinery | Found | No | NA | 2026-02-20 | NA | 0 | 0 | Updated | NA | NA | NA | NA | NA
Sluice Valve for 900 HP No.6 | 600 mm, PN 1.6, SR NO. | NA | Old Pump House | 1 | M/s Friend's Engineering Corporation, Navi Mumbai | Temghar | Plant and Machinery | Found | No | 2008-12-15 | 2026-03-04 | B-1/56 For 2007-08 | 5328 | 5328 | Updated | Contactus@friendsengg.in | 27578869 & 25386926 | 3, Manisha Co-Op HSG. Society, Vrindavan, Thane 400601 | 2007-08 | NA
Sluice Valve for 500 HP No.1 | 600 mm, PN 1.6, SR NO. | NA | New Pump House | 1 | M/s Friend's Engineering Corporation, Navi Mumbai | Temghar | Plant and Machinery | Found | No | 2010-03-05 | 2026-02-16 | B-1/43 2009-10 | 392507 | 392507 | Updated | Contactus@friendsengg.in | 27578869 & 25386926 | 3, Manisha Co-Op HSG. Society, Vrindavan, Thane 400601 | 2009-10 | NA
Sluice Valve for 500 HP No.2 | 600 mm, PN 1.6, SR NO. | NA | New Pump House | 1 | M/s Friend's Engineering Corporation, Navi Mumbai | Temghar | Plant and Machinery | Found | No | 2010-03-05 | 2026-02-16 | B-1/43 2009-10 | 392507 | 392507 | Updated | Contactus@friendsengg.in | 27578869 & 25386926 | 3, Manisha Co-Op HSG. Society, Vrindavan, Thane 400601 | 2009-10 | NA
Sluice Valve for 500 HP No.3 | 600 mm, PN 1.6, SR NO. 24S121 | NA | New Pump House | 1 | M/s Friend's Engineering Corporation, Navi Mumbai | Temghar | Plant and Machinery | Found | No | 2010-03-05 | 2026-02-16 | B-1/43 2009-10 | 392507 | 392507 | Updated | Contactus@friendsengg.in | 27578869 & 25386926 | 3, Manisha Co-Op HSG. Society, Vrindavan, Thane 400601 | 2009-10 | NA
Butterfly Valve for 900 HP No.1 | 600 mm, PN 1.6, SR NO. 24B254 | NA | New Pump House | 1 | M/s Suvas Electricals Thane | Temghar | Plant and Machinery | Found | No | 2019-01-30 | 2026-02-18 | B-146 For 2016-17 | 535335 | 535335 | Updated | suvaselectricals@gmail.com | 25447696 | Jaydeep Emphasis Unit No. 405, Opp. Punjab National Bank, Near Datta Mandir, Mulund Wagle Check, Thane. | 2016-17 | NA
Butterfly Valve for 900 HP No.2 | 600 mm, PN 1.6, SR NO. 24B251 | NA | New Pump House | 1 | M/s Suvas Electricals Thane | Temghar | Plant and Machinery | Found | No | 2019-01-30 | 2026-02-18 | B-146 For 2016-17 | 535335 | 535335 | Updated | suvaselectricals@gmail.com | 25447696 | Jaydeep Emphasis Unit No. 405, Opp. Punjab National Bank, Near Datta Mandir, Mulund Wagle Check, Thane. | 2016-17 | NA
Butterfly Valve for 900 HP No.3 | 600 mm, PN 1.6, SR NO. 24B249 | NA | New Pump House | 1 | M/s ARW Infra Projects Pvt Ltd., Mumbai | Temghar | Plant and Machinery | Found | No | 2023-03-31 | 2026-02-12 | B-1/24 For 2022-23 | 108738 | 108738 | Updated | tender@waghindia.com | 9594357635 | 1st Floor, A 112, Bhaveshwar Arcade, LBS Marg, Ghatkopar (W) | 2022-23 | NA
Butterfly Valve for 900 HP No.4 | 600 mm, PN 1.6, SR NO. | NA | New Pump House | 1 | M/s ARW Infra Projects Pvt Ltd., Mumbai | Temghar | Plant and Machinery | Found | No | 2023-03-31 | 2026-02-12 | B-1/24 For 2022-23 | 108738 | 108738 | Updated | tender@waghindia.com | 9594357635 | 1st Floor, A 112, Bhaveshwar Arcade, LBS Marg, Ghatkopar (W) | 2022-23 | NA
Butterfly Valve for 900 HP No.5 | 600 mm, PN 1.6, SR NO. 24B604 | NA | New Pump House | 1 | M/s ARW Infra Projects Pvt Ltd., Mumbai | Temghar | Plant and Machinery | Found | No | 2024-03-23 | 2026-02-13 | B-1/32 For 2023-24 | 10930 | 10930 | Updated | tender@waghindia.com | 9594357635 | 1st Floor, A 112, Bhaveshwar Arcade, LBS Marg, Ghatkopar (W) | 2023-24 | NA
Butterfly Valve for 900 HP No.6 | 600 mm, PN 1.6, SR NO.24B603 | NA | New Pump House | 1 | M/s ARW Infra Projects Pvt Ltd., Mumbai | Temghar | Plant and Machinery | Found | No | 2024-03-23 | 2026-02-13 | B-1/32 For 2023-24 | 10930 | 10930 | Updated | tender@waghindia.com | 9594357635 | 1st Floor, A 112, Bhaveshwar Arcade, LBS Marg, Ghatkopar (W) | 2023-24 | NA
Butterfly Valve for 900 HP No.7 | 600 mm, PN 1.6, SR NO. 24B490 | NA | New Pump House | 1 | NA | Temghar | Plant and Machinery | Found | No | 1970-01-01 | 2026-02-12 | NA | 0 | 0 | Updated | NA | NA | NA | NA | NA
Butterfly Valve for 900 HP No.8 | 600 mm, PN 1.6, SR NO. | NA | New Pump House | 1 | NA | Temghar | Plant and Machinery | Found | No | 1970-01-01 | 2026-02-12 | NA | 0 | 0 | Updated | NA | NA | NA | NA | NA
Butterfly Valve for 900 HP No.3 | 600 mm, PN 1.6, SR NO. | NA | Old Pump House | 1 | NA | Temghar | Plant and Machinery | Found | No | NA | 2026-02-20 | NA | 0 | 0 | Updated | NA | NA | NA | NA | NA
Butterfly Valve for 900 HP No.4 | 600 mm, PN 1.6, SR NO. | NA | Old Pump House | 1 | NA | Temghar | Plant and Machinery | Found | No | NA | 2026-02-20 | NA | 0 | 0 | Updated | NA | NA | NA | NA | NA
Butterfly Valve for 900 HP No.6 | 600 mm, PN 1.6, SR NO. | NA | Old Pump House | 1 | M/s Friend's Engineering Corporation, Navi Mumbai | Temghar | Plant and Machinery | Found | No | 2008-12-15 | 2026-03-04 | B-1/56 For 2007-08 | 135188 | 135188 | Updated | Contactus@friendsengg.in | 27578869 & 25386926 | 3, Manisha Co-Op HSG. Society, Vrindavan, Thane 400601 | 2007-08 | NA
Butterfly Valve for 500 HP No.1 | 600 mm, PN 1.6, SR NO. | NA | New Pump House | 1 | M/s Friend's Engineering Corporation, Navi Mumbai | Temghar | Plant and Machinery | Found | No | 2010-03-05 | 2026-02-16 | B-1/43 2009-10 | 206145 | 206145 | Updated | Contactus@friendsengg.in | 27578869 & 25386926 | 3, Manisha Co-Op HSG. Society, Vrindavan, Thane 400601 | 2009-10 | NA
Butterfly Valve for 500 HP No.2 | 600 mm, PN 1.6, SR NO. | NA | New Pump House | 1 | M/s Friend's Engineering Corporation, Navi Mumbai | Temghar | Plant and Machinery | Found | No | 2010-03-05 | 2026-02-16 | B-1/43 2009-10 | 206145 | 206145 | Updated | Contactus@friendsengg.in | 27578869 & 25386926 | 3, Manisha Co-Op HSG. Society, Vrindavan, Thane 400601 | 2009-10 | NA
Butterfly Valve for 500 HP No.3 | 600 mm, PN 1.6, SR NO. 24B250 | NA | New Pump House | 1 | M/s Friend's Engineering Corporation, Navi Mumbai | Temghar | Plant and Machinery | Found | No | 2010-03-05 | 2026-02-16 | B-1/43 2009-10 | 206145 | 206145 | Updated | Contactus@friendsengg.in | 27578869 & 25386926 | 3, Manisha Co-Op HSG. Society, Vrindavan, Thane 400601 | 2009-10 | NA
Air Valve For 900HP Pump Set No.1 | 900 HP Pump Set No.1 100mm, PN 1.6 Sr. No. | NA | New Pump House | 1 | M/s Suvas Electricals Thane | Temghar | Plant and Machinery | Found | No | 2019-01-30 | 2026-02-18 | B-146 For 2016-17 | 16795 | 16795 | Updated | suvaselectricals@gmail.com | 25447696 | Jaydeep Emphasis Unit No. 405, Opp. Punjab National Bank, Near Datta Mandir, Mulund Wagle Check, Thane. | 2016-17 | NA
Air Valve For 900HP Pump Set No.2 | 900 HP Pump Set No.2 100mm, PN 1.6 Sr. No. | NA | New Pump House | 1 | M/s Suvas Electricals Thane | Temghar | Plant and Machinery | Found | No | 2019-01-30 | 2026-02-18 | B-146 For 2016-17 | 16795 | 16795 | Updated | suvaselectricals@gmail.com | 25447696 | Jaydeep Emphasis Unit No. 405, Opp. Punjab National Bank, Near Datta Mandir, Mulund Wagle Check, Thane. | 2016-17 | NA
Air Valve For 900HP Pump Set No.3 | 900 HP Pump Set No.3 100mm, PN 1.6 Sr. No. | NA | New Pump House | 1 | M/s Suvas Electricals Thane | Temghar | Plant and Machinery | Found | No | 2019-01-30 | 2026-02-18 | B-146 For 2016-17 | 16795 | 16795 | Updated | suvaselectricals@gmail.com | 25447696 | Jaydeep Emphasis Unit No. 405, Opp. Punjab National Bank, Near Datta Mandir, Mulund Wagle Check, Thane. | 2016-17 | NA
Air Valve For 900HP Pump Set No.4 | 900 HP Pump Set No.4 100mm, PN 1.6 Sr. No. | NA | New Pump House | 1 | M/s Suvas Electricals Thane | Temghar | Plant and Machinery | Found | No | 2019-01-30 | 2026-02-18 | B-146 For 2016-17 | 16795 | 16795 | Updated | suvaselectricals@gmail.com | 25447696 | Jaydeep Emphasis Unit No. 405, Opp. Punjab National Bank, Near Datta Mandir, Mulund Wagle Check, Thane. | 2016-17 | NA
Air Valve For 900HP Pump Set No.5 | 900 HP Pump Set No.5 100mm, PN 1.6 Sr. No. | NA | New Pump House | 1 | M/s Suvas Electricals Thane | Temghar | Plant and Machinery | Found | No | 2019-01-30 | 2026-02-18 | B-146 For 2016-17 | 16795 | 16795 | Updated | suvaselectricals@gmail.com | 25447696 | Jaydeep Emphasis Unit No. 405, Opp. Punjab National Bank, Near Datta Mandir, Mulund Wagle Check, Thane. | 2016-17 | NA
Air Valve For 900HP Pump Set No.6 | 900 HP Pump Set No.6 100mm, PN 1.6 Sr. No. | NA | New Pump House | 1 | M/s Suvas Electricals Thane | Temghar | Plant and Machinery | Found | No | 2019-01-30 | 2026-02-18 | B-146 For 2016-17 | 16795 | 16795 | Updated | suvaselectricals@gmail.com | 25447696 | Jaydeep Emphasis Unit No. 405, Opp. Punjab National Bank, Near Datta Mandir, Mulund Wagle Check, Thane. | 2016-17 | NA
Air Valve For 900HP Pump Set No.7 | 900 HP Pump Set No.7 100mm, PN 1.6 Sr. No. | NA | New Pump House | 1 | NA | Temghar | Plant and Machinery | Found | No | NA | NA | NA | 0 | 0 | Updated | NA | NA | NA | NA | NA
Air Valve For 900HP Pump Set No.8 | 900 HP Pump Set No.8 100mm, PN 1.6 Sr. No. | NA | New Pump House | 1 | NA | Temghar | Plant and Machinery | Found | No | NA | NA | NA | 0 | 0 | Updated | NA | NA | NA | NA | NA
Air Valve for Pump set No.1 | Pump Set No.1 100mm, PN 1.6 Sr. No. | NA | Old Pump House | 1 | NA | Temghar | Plant and Machinery | Found | No | NA | 2026-02-20 | NA | 0 | 0 | Not Uploaded | NA | NA | NA | NA | NA
Air Valve for Pump set No.2 | Pump Set No.2 100mm, PN 1.6 Sr. No. | NA | Old Pump House | 1 | NA | Temghar | Plant and Machinery | Found | No | NA | 2026-02-20 | NA | 0 | 0 | Uploaded | NA | NA | NA |  | NA
Air Valve for Pump set No.3 | Pump Set No.3 100mm, PN 1.6 Sr. No. | NA | Old Pump House | 1 | NA | Temghar | Plant and Machinery | Found | No | NA | 2026-02-20 | NA | 0 | 0 | Not Uploaded | NA | NA | NA | NA | NA
Air Valve for Pump set No.4 | Pump Set No.4 100mm, PN 1.6 Sr. No. | NA | Old Pump House | 1 | NA | Temghar | Plant and Machinery | Found | No | NA | 2026-02-20 | NA | 0 | 0 | Not Uploaded | NA | NA | NA | NA | NA
Air Valve for Pump set No.5 | Pump Set No.5 100mm, PN 1.6 Sr. No. | NA | Old Pump House | 1 | NA | Temghar | Plant and Machinery | Found | No | NA | 2026-02-20 |  | 0 | 0 | Not Uploaded | NA | NA | NA |  | NA
Air Valve for Pump set No.6 | Pump Set No.6 100mm, PN 1.6 Sr. No. | NA | Old Pump House | 1 | NA | Temghar | Plant and Machinery | Found | No | NA | 2026-02-20 |  | 0 | 0 | Not Uploaded | NA | NA | NA |  | NA
Air Valve for Pump set No.7 | Pump Set No.7 100mm, PN 1.6 Sr. No. | NA | Old Pump House | 1 | NA | Temghar | Plant and Machinery | Found | No | NA | 2026-02-20 |  | 0 | 0 | Not Uploaded | NA | NA | NA |  | NA
Air Valve For 500HP Pump Set No.1 | 100mm, PN 1.6 Sr. No. | NA | New Pump House | 1 | M/s Suvas Electricals Thane | Temghar | Plant and Machinery | Found | No | 2019-01-30 | 2026-02-18 | B-146 For 2016-17 | 16795 | 16795 | Updated | suvaselectricals@gmail.com | 25447696 | Jaydeep Emphasis Unit No. 405, Opp. Punjab National Bank, Near Datta Mandir, Mulund Wagle Check, Thane. | 2016-17 | NA
Air Valve For 500HP Pump Set No.2 | 100mm, PN 1.6 Sr. No. | NA | New Pump House | 1 | M/s Suvas Electricals Thane | Temghar | Plant and Machinery | Found | No | 2019-01-30 | 2026-02-18 | B-146 For 2016-17 | 16795 | 16795 | Updated | suvaselectricals@gmail.com | 25447696 | Jaydeep Emphasis Unit No. 405, Opp. Punjab National Bank, Near Datta Mandir, Mulund Wagle Check, Thane. | 2016-17 | NA
Air Valve For 500HP Pump Set No.3 | 100mm, PN 1.6 Sr. No. | NA | New Pump House | 1 | M/s Suvas Electricals Thane | Temghar | Plant and Machinery | Found | No | 2019-01-30 | 2026-02-18 | B-146 For 2016-17 | 16795 | 16795 | Updated | suvaselectricals@gmail.com | 25447696 | Jaydeep Emphasis Unit No. 405, Opp. Punjab National Bank, Near Datta Mandir, Mulund Wagle Check, Thane. | 2016-17 | NA
Air Valve for Pump set No.8 | Pump Set No.8 100mm, PN 1.6 Sr. No. | NA | Old Pump House | 1 | NA | Temghar | Plant and Machinery | Found | No | NA | 2026-02-20 |  | 0 | 0 | Not Uploaded | NA | NA | NA |  | NA
Actuators for 900 HP pump no.1 | 3-kw, SR NO. 2B47870105 | Rotok | New Pump House | 1 | M/s Suvas Electricals Thane | Temghar | Plant and Machinery | Found | No | 2020-03-20 | 2026-02-23 | B-1/46 for 2016-17 (Pt. II) | 210519 | 210519 | Updated | suvaselectricals@gmail.com | 25447696 | Jaydeep Emphasis Unit No. 405, Opp. Punjab National Bank, Near Datta Mandir, Mulund Wagle Check, Thane. |  | NA
Actuators for 900 HP pump no.2 | SR NO. 2B47870104 | Rotok | New Pump House | 1 | M/s Suvas Electricals Thane | Temghar | Plant and Machinery | Found | No | 2020-03-20 | 2026-02-23 | B-1/46 for 2016-17 (Pt. II) | 210519 | 210519 | Updated | suvaselectricals@gmail.com | 25447696 | Jaydeep Emphasis Unit No. 405, Opp. Punjab National Bank, Near Datta Mandir, Mulund Wagle Check, Thane. | 2019-20 | NA
Actuators for 900 HP pump no.3 | 3-kw, SR NO. 2B47870107 | ROTORK | New Pump House | 1 | M/s ARW Infra Projects Pvt Ltd., Mumbai | Temghar | Plant and Machinery | Found | No | 2023-03-31 | 2026-02-12 | B-1/24 For 2022-23 | 91631 | 91631 | Updated | tender@waghindia.com | 9594357635 | 1st Floor, A 112, Bhaveshwar Arcade, LBS Marg, Ghatkopar (W) | 2022-23 | NA
Actuators for 900 HP pump no.4 | 3-kw, SR NO. 2B47870106 | ROTORK | New Pump House | 1 | M/s ARW Infra Projects Pvt Ltd., Mumbai | Temghar | Plant and Machinery | Found | No | 2023-03-31 | 2026-02-12 | B-1/24 For 2022-23 | 122175 | 122175 | Updated | tender@waghindia.com | 9594357635 | 1st Floor, A 112, Bhaveshwar Arcade, LBS Marg, Ghatkopar (W) | 2022-23 | NA
Actuators for 900 HP pump no.5 | 2.5 kw, SR NO. 3623ID91238 | AUMA | New Pump House | 1 | M/s ARW Infra Projects Pvt Ltd., Mumbai | Temghar | Plant and Machinery | Found | No | 2024-03-23 | 2026-02-12 | B-1/32 For 2023-24 | 147197 | 147197 | Updated | tender@waghindia.com | 9594357635 | 1st Floor, A 112, Bhaveshwar Arcade, LBS Marg, Ghatkopar (W) 400086 | 2023-24 | NA
Actuators for 900 HP pump no.6 | 2.5 kw, SR NO. 3623ID91239 | AUMA | New Pump House | 1 | M/s ARW Infra Projects Pvt Ltd., Mumbai | Temghar | Plant and Machinery | Found | No | 2024-03-23 | 2026-02-12 | B-1/32 For 2023-24 | 147197 | 147197 | Updated | tender@waghindia.com | 9594357635 | 1st Floor, A 112, Bhaveshwar Arcade, LBS Marg, Ghatkopar (W) 400086 | 2023-24 | NA
Actuators for 900 HP pump no.7 | 3-kw,SR NO. 3623ID91240 | AUMA | New Pump House | 1 | NA | Temghar | Plant and Machinery | Found | No | 1970-01-01 | 2026-02-12 | NA | 0 | 0 | Updated | NA | NA | NA | NA | NA
Actuators for 900 HP pump no.8 | 3-kw, SR NO. 2B47870103 | ROTORK | New Pump House | 1 | NA | Temghar | Plant and Machinery | Found | No | 1970-01-01 | 2026-02-12 | NA | 0 | 0 | Updated | NA | NA | NA | NA | NA
Actuators for 500 HP pump no.3 | 3-kw, SR NO. 2B47870102 | ROTORK | New Pump House | 1 | M/s ARW Infra Projects Pvt Ltd., Mumbai | Temghar | Plant and Machinery | Found | No | 2023-03-31 | 2026-02-12 | B-1/24 For 2022-23 | 122175 | 122175 | Updated | tender@waghindia.com | 9594357635 | 1st Floor, A 112, Bhaveshwar Arcade, LBS Marg, Ghatkopar (W) | 2022-23 | NA
Cable for 900 HP pump no.1 | 3.3kv, 3 Core X 185 sq.mm,aluninium XLPE cable | NA | New Pump House | 1 | M/s Suvas Electricals Thane | Temghar | Plant and Machinery | Found | No | 2019-01-30 | 2026-02-18 | B-146 For 2016-17 | 39583 | 39583 | Updated | suvaselectricals@gmail.com | 25447696 | Jaydeep Emphasis Unit No. 405, Opp. Punjab National Bank, Near Datta Mandir, Mulund Wagle Check, Thane. | 2016-17 | Cable for 900 HP pump no.1
Cable for 900 HP pump no.2 | 3.3kv, 3 Core X 185 sq.mm,aluninium XLPE cable | NA | New Pump House | 1 | M/s Suvas Electricals Thane | Temghar | Plant and Machinery | Found | No | 2017-08-28 | 2026-02-18 | B--/46 For 2016-17 | 144782 | 144782 | Updated | suvaselectricals@gmail.com | 25447696 | Jaydeep Emphasis Unit No. 405, Opp. Punjab National Bank, Near Datta Mandir, Mulund Wagle Check, Thane. | 2016-17 | Cable for 900 HP pump no.2
Cable for 900 HP pump no.3 | 3.3kv, 3Core X 95 sq.mm,aluninium XLPE cable | Polycab | New Pump House | 1 | M/s ARW Infra Projects Pvt Ltd., Mumbai | Temghar | Plant and Machinery | Found | No | 2024-02-21 | 2026-01-30 | B-1/32 For 2023-24 | 21700 | 21700 | Updated | tender@waghindia.com | 9594357635 | 1st Floor, A 112, Bhaveshwar Arcade, LBS Marg, Ghatkopar (W) | 2023-24 | Cable for 900 HP pump no.3
Cable for 900 HP pump no.4 | 3.3kv, 3 Core X 185 sq.mm,aluninium XLPE cable | NA | New Pump House | 1 | M/s ARW Infra Projects Pvt Ltd., Mumbai | Temghar | Plant and Machinery | Found | No | 2023-03-31 | 2026-02-12 | B-1/24 For 2022-23 | 76240 | 76240 | Updated | tender@waghindia.com | 9594357635 | 1st Floor, A 112, Bhaveshwar Arcade, LBS Marg, Ghatkopar (W) | 2022-23 | Cable for 900 HP pump no.4
Cable for 900 HP pump no.5 | 3.3kv, 3 Core X 95 sq.mm,aluninium XLPE cable | Polycab | New Pump House | 1 | M/s ARW Infra Projects Pvt Ltd., Mumbai | Temghar | Plant and Machinery | Found | No | 2024-02-21 | 2026-01-30 | B-1/32 For 2023-24 | 21700 | 21700 | Updated | tender@waghindia.com | 9594357635 | 1st Floor, A 112, Bhaveshwar Arcade, LBS Marg, Ghatkopar (W) 400086 | 2023-24 | Cable for 900 HP pump no.5
Cable for 900 HP pump no.6 | 3.3kv, 3 Core X 185 sq.mm,aluninium XLPE cable | NA | New Pump House | 1 | M/s ARW Infra Projects Pvt Ltd., Mumbai | Temghar | Plant and Machinery | Found | No | 2023-03-31 | 2026-02-16 | B-1/32 For 2022-23 | 76240 | 76240 | Updated | tender@waghindia.com | 9594357635 | 1st Floor, A 112, Bhaveshwar Arcade, LBS Marg, Ghatkopar (W) 400086 | 2022-23 | Cable for 900 HP pump no.6
Cable for 900 HP pump no.7 | 3.3kv, 3 Core X 95 sq.mm,aluninium XLPE cable | NA | New Pump House | 1 | NA | Temghar | Plant and Machinery | Found | No | 1970-01-01 | 2026-02-12 | NA | 0 | 0 | Updated | NA | NA | NA | NA | Cable for 900 HP pump no.7
Cable for 900 HP pump no.8 | 3.3kv, 3 Core X 95 sq.mm,aluninium XLPE cable | NA | New Pump House | 1 | NA | Temghar | Plant and Machinery | Found | No | 1970-01-01 | 2026-02-12 | NA | 0 | 0 | Updated | NA | NA | NA | NA | Cable for 900 HP pump no.8
Cable for 900 HP pump no.3 | 3.3kv, 3CX185 sq.mm,aluninium XLPE cable | NA | Old Pump House | 1 | NA | Temghar | Plant and Machinery | Found | No | NA | 2026-02-20 | NA | 0 | 0 | Updated | NA | NA | NA | NA | Cable for 900 HP pump no.3
Cable for 900 HP pump no.4 | 3.3kv, 3CX185 sq.mm,aluninium XLPE cable | NA | Old Pump House | 1 | NA | Temghar | Plant and Machinery | Found | No | NA | 2026-02-20 | NA | 0 | 0 | Updated | NA | NA | NA | NA | Cable for 900 HP pump no.4
Cable for 900 HP pump no.6 | 3.3kv, 3CX185 sq.mm,aluninium XLPE cable | NA | Old Pump House | 1 | NA | Temghar | Plant and Machinery | Found | No | NA | 2026-02-20 |  | 0 | 0 | Updated | NA | NA | NA |  | NA
Cable for 500 HP pump no.1 | 3.3kv, 3 Core X 95 sq.mm,aluninium XLPE cable | NA | New Pump House | 1 | M/s Friend's Engineering Corporation, Navi Mumbai | Temghar | Plant and Machinery | Found | No | 2010-03-27 | 2026-02-16 | B-1/43 2009-10 | 147200 | 147200 | Updated | Contactus@friendsengg.in | 27578869 & 25386926 | 3, Manisha Co-Op HSG. Society, Vrindavan, Thane 400601 | 2009-10 | Cable for 500 HP pump no.3
Cable for 500 HP pump no.2 | 3.3kv, 3 Core X 95 sq.mm,aluninium XLPE cable | NA | New Pump House | 1 | M/s Friend's Engineering Corporation, Navi Mumbai | Temghar | Plant and Machinery | Found | No | 2010-03-27 | 2026-02-16 | B-1/43 2009-10 | 147200 | 147200 | Updated | Contactus@friendsengg.in | 27578869 & 25386926 | 3, Manisha Co-Op HSG. Society, Vrindavan, Thane 400601 | 2009-10 | NA
Cable for 500 HP pump no.3 | 3.3kv, 3 Core X 95 sq.mm,aluninium XLPE cable | NA | New Pump House | 1 | M/s Friend's Engineering Corporation, Navi Mumbai | Temghar | Plant and Machinery | Found | No | 2010-03-27 | 2026-02-16 | B-1/43 2009-10 | 147200 | 147200 | Updated | Contactus@friendsengg.in | 27578869 & 25386926 | 3, Manisha Co-Op HSG. Society, Vrindavan, Thane 400601 | 2009-10 | Cable for 500 HP pump no.3
HT Capacitor panel for 900 HP no.1 | 270 KVR ,3.3 KV, SR NO.P17-529 | Cubicles | New Pump House | 1 | M/s Suvas Electricals Thane | Temghar | Plant and Machinery | Found | No | 2017-08-28 | 2026-02-18 | B-1/46 For 2016-17 | 355505 | 355505 | Updated | suvaselectricals@gmail.com | 25447696 | Jaydeep Emphasis Unit No. 405, Opp. Punjab National Bank, Near Datta Mandir, Mulund Wagle Check, Thane. | 2016-17 | LT Capacitor panel No.1
HT Capacitor panel for 900 HP no.2 | 270 KVR ,3.3 KV, SR NO.P17-530 | Cubicles | New Pump House | 1 | M/s Suvas Electricals Thane | Temghar | Plant and Machinery | Found | No | 2017-08-28 | 2026-02-18 | B-1/46 For 2016-17 | 355505 | 355505 | Updated | suvaselectricals@gmail.com | 25447696 | Jaydeep Emphasis Unit No. 405, Opp. Punjab National Bank, Near Datta Mandir, Mulund Wagle Check, Thane. | 2016-17 | LT Capacitor panel No.2
HT Capacitor panel for 900 HP no.3 | 270 KVR ,3.3 KV, SR NO.P17-531 | Cubicles | New Pump House | 1 | M/s Suvas Electricals Thane | Temghar | Plant and Machinery | Found | No | 2017-08-28 | 2026-02-18 | B-1/46 For 2016-17 | 355505 | 355505 | Updated | suvaselectricals@gmail.com | 25447696 | Jaydeep Emphasis Unit No. 405, Opp. Punjab National Bank, Near Datta Mandir, Mulund Wagle Check, Thane. | 2016-17 | LT Capacitor panel No.3
HT Capacitor panel for 900 HP no.4 | 270 KVR ,3.3 KV, SR NO.P17-532 | Cubicles | New Pump House | 1 | M/s Suvas Electricals Thane | Temghar | Plant and Machinery | Found | No | 2017-08-28 | 2026-02-18 | B-1/46 For 2016-17 | 355505 | 355505 | Updated | suvaselectricals@gmail.com | 25447696 | Jaydeep Emphasis Unit No. 405, Opp. Punjab National Bank, Near Datta Mandir, Mulund Wagle Check, Thane. | 2016-17 | LT Capacitor panel No.4
HT Capacitor panel for 900 HP no.5 | 270 KVR ,3.3 KV, SR NO.P17-533 | Cubicles | New Pump House | 1 | M/s Suvas Electricals Thane | Temghar | Plant and Machinery | Found | No | 2017-08-28 | 2026-02-18 | B-1/46 For 2016-17 | 355505 | 355505 | Updated | suvaselectricals@gmail.com | 25447696 | Jaydeep Emphasis Unit No. 405, Opp. Punjab National Bank, Near Datta Mandir, Mulund Wagle Check, Thane. | 2016-17 | LT Capacitor panel No.5
HT Capacitor panel for 900 HP no.6 | 270 KVR ,3.3 KV, SR NO.P17-534 | Cubicles | New Pump House | 1 | M/s Suvas Electricals Thane | Temghar | Plant and Machinery | Found | No | 2017-08-28 | 2026-02-18 | B-1/46 For 2016-17 | 355505 | 355505 | Updated | suvaselectricals@gmail.com | 25447696 | Jaydeep Emphasis Unit No. 405, Opp. Punjab National Bank, Near Datta Mandir, Mulund Wagle Check, Thane. | 2016-17 | LT Capacitor panel No.6
HT Capacitor panel for 900 HP no.7 | 270 KVR ,3.3 KV, SR NO.P17-535 | Cubicles | New Pump House | 1 | M/s Suvas Electricals Thane | Temghar | Plant and Machinery | Found | No | 2017-08-28 | 2026-02-18 | B-1/46 For 2016-17 | 355505 | 355505 | Updated | suvaselectricals@gmail.com | 25447696 | Jaydeep Emphasis Unit No. 405, Opp. Punjab National Bank, Near Datta Mandir, Mulund Wagle Check, Thane. | 2016-17 | LT Capacitor panel No.7
HT Capacitor No. 1 – 500 HP | 120 KVR, SR NO. 20826 | Prabhodhan | New Pump House | 1 | M/s Friend's Engineering Corporation, Navi Mumbai | Temghar | Plant and Machinery | Found | No | 2011-12-13 | 2026-02-20 | B-1/43 for 2009-10 | 438299 | 438299 | Updated | Contactus@friendsengg.in | 27578869 & 25386926 | 3, Manisha Co-Op HSG. Society, Vrindavan, Thane 400601 | 2009-10 | HT Capacitor No. 1 – 500 HP
HT Capacitor No. 2 – 500 HP | 120 KVR, SR NO. 20825 | Prabhodhan | New Pump House | 1 | M/s Friend's Engineering Corporation, Navi Mumbai | Temghar | Plant and Machinery | Found | No | 2011-12-13 | 2026-02-20 | B-1/43 for 2009-10 | 438299 | 438299 | Updated | Contactus@friendsengg.in | 27578869 & 25386926 | 3, Manisha Co-Op HSG. Society, Vrindavan, Thane 400601 | 2009-10 | HT Capacitor No. 2 – 500 HP
HT Capacitor No. 3 – 500 HP | 120 KVR, SR NO. 20823 | Prabhodhan | New Pump House | 1 | M/s Friend's Engineering Corporation, Navi Mumbai | Temghar | Plant and Machinery | Found | No | 2011-12-13 | 2026-02-20 | B-1/43 for 2009-10 | 438299 | 438299 | Updated | Contactus@friendsengg.in | 27578869 & 25386926 | 3, Manisha Co-Op HSG. Society, Vrindavan, Thane 400601 | 2009-10 | HT Capacitor No. 3 – 500 HP
HT Capacitor No. 4 – 500 HP | 120 KVR, SR NO. 20827 | Prabhodhan | New Pump House | 1 | M/s Friend's Engineering Corporation, Navi Mumbai | Temghar | Plant and Machinery | Found | No | 2011-12-13 | 2026-02-20 | B-1/43 for 2009-10 | 438299 | 438299 | Updated | Contactus@friendsengg.in | 27578869 & 25386926 | 3, Manisha Co-Op HSG. Society, Vrindavan, Thane 400601 | 2009-10 | HT Capacitor No. 4 – 500 HP
Tie Coupler For 900 HP (Thane Side) | 3.3 kV H.T Circuit Breaker | ABB | New Pump House | 1 | M/s E-Link Software Technologies | Temghar | Plant and Machinery | Found | No | 2023-10-03 | 2026-02-11 | B-1/46 For 2022-23 | 437296 | 437296 | Updated | accounts@elinktechnologies.net | 91 -22-26433533/198 | Redg Office : 50/2365, Vijaydeep CHS Ltd., Opp. MIG Cricket Club, Bandra €, Mumbai 400051 ¦ Branch Office : CS/45, 2nd Floor, Metro Plaza, Behind Metro Junction Mall, Netivali, Kalyan € - 421306 | 2022-23 | Tie Coupler For 900 HP
H.T VCB Panel For 900HP Pump No.1 (Thane Side) | 3.3 kV H.T Circuit Breaker | ABB | New Pump House | 1 | M/s E-Link Software Technologies | Temghar | Plant and Machinery | Found | No | 2023-10-03 | 2026-02-11 | B-1/46 For 2022-23 | 422976 | 422976 | Updated | accounts@elinktechnologies.net | 91 -22-26433533/198 | Redg Office : 50/2365, Vijaydeep CHS Ltd., Opp. MIG Cricket Club, Bandra €, Mumbai 400051 ¦ Branch Office : CS/45, 2nd Floor, Metro Plaza, Behind Metro Junction Mall, Netivali, Kalyan € - 421306 | 2022-23 | H.T VCB Panel For 900HP Pump No.1
H.T VCB Panel For 900HP Pump No.2 (Thane Side) | 3.3 kV H.T Circuit Breaker | ABB | New Pump House | 1 | M/s E-Link Software Technologies | Temghar | Plant and Machinery | Found | No | 2023-10-03 | 2026-02-11 | B-1/46 For 2022-23 | 422976 | 422976 | Updated | accounts@elinktechnologies.net | 91 -22-26433533/198 | Redg Office : 50/2365, Vijaydeep CHS Ltd., Opp. MIG Cricket Club, Bandra €, Mumbai 400051 ¦ Branch Office : CS/45, 2nd Floor, Metro Plaza, Behind Metro Junction Mall, Netivali, Kalyan € - 421306 | 2022-23 | H.T VCB Panel For 900HP Pump No.2
H.T VCB Panel for 900HP Pump No.3 (Thane Side) | 3.3 kV H.T Circuit Breaker | ABB | New Pump House | 1 | M/s E-Link Software Technologies | Temghar | Plant and Machinery | Found | No | 2023-10-03 | 2026-02-11 | B-1/46 For 2022-23 | 422976 | 422976 | Updated | accounts@elinktechnologies.net | 91 -22-26433533/198 | Redg Office : 50/2365, Vijaydeep CHS Ltd., Opp. MIG Cricket Club, Bandra €, Mumbai 400051 ¦ Branch Office : CS/45, 2nd Floor, Metro Plaza, Behind Metro Junction Mall, Netivali, Kalyan € - 421306 | 2022-23 | H.T VCB Panel for 900HP Pump No.3
H.T VCB Panel for 900HP Pump No.4 (Thane Side) | 3.3 kV H.T Circuit Breaker | ABB | New Pump House | 1 | M/s E-Link Software Technologies | Temghar | Plant and Machinery | Found | No | 2023-10-03 | 2026-02-11 | B-1/46 For 2022-23 | 422976 | 422976 | Updated | accounts@elinktechnologies.net | 91 -22-26433533/198 | Redg Office : 50/2365, Vijaydeep CHS Ltd., Opp. MIG Cricket Club, Bandra €, Mumbai 400051 ¦ Branch Office : CS/45, 2nd Floor, Metro Plaza, Behind Metro Junction Mall, Netivali, Kalyan € - 421306 | 2022-23 | H.T VCB Panel for 900HP Pump No.4
Incomer for 900HP (Thane Side) | 3.3 kV H.T Circuit Breaker | ABB | New Pump House | 1 | M/s E-Link Software Technologies | Temghar | Plant and Machinery | Found | No | 2023-10-03 | 2026-02-11 | B-1/46 For 2022-23 | 437296 | 437296 | Updated | accounts@elinktechnologies.net | 91 -22-26433533/198 | Redg Office : 50/2365, Vijaydeep CHS Ltd., Opp. MIG Cricket Club, Bandra €, Mumbai 400051 ¦ Branch Office : CS/45, 2nd Floor, Metro Plaza, Behind Metro Junction Mall, Netivali, Kalyan € - 421306 | 2022-23 | Incomer for 900HP
Bus Coupler for 900HP (Thane Side) | 3.3 kV H.T Circuit Breaker | ABB | New Pump House | 1 | M/s E-Link Software Technologies | Temghar | Plant and Machinery | Found | No | 2023-10-03 | 2026-02-11 | B-1/46 For 2022-23 | 437296 | 437296 | Updated | accounts@elinktechnologies.net | 91 -22-26433533/198 | Redg Office : 50/2365, Vijaydeep CHS Ltd., Opp. MIG Cricket Club, Bandra €, Mumbai 400051 ¦ Branch Office : CS/45, 2nd Floor, Metro Plaza, Behind Metro Junction Mall, Netivali, Kalyan € - 421306 | 2022-23 | Bus Coupler for 900HP
Incomer for 900HP | 3.3 kV H.T Circuit Breaker (Indoor Switch Gear Panel) | Jyoti | New Pump House | 1 | M/s Suvas Electricals Thane | Temghar | Plant and Machinery | Found | No | 2019-01-30 | 2026-02-18 | B-146 For 2016-17 | 357707 | 357707 | Updated | suvaselectricals@gmail.com | 25447696 | Jaydeep Emphasis Unit No. 405, Opp. Punjab National Bank, Near Datta Mandir, Mulund Wagle Check, Thane. | 2016-17 | Incomer for 900HP
H.T VCB Panel for 900HP Pump No.5 (Bhiwandi Side) | 3.3 kV H.T Circuit Breaker | Jyoti | New Pump House | 1 | M/s Suvas Electricals Thane | Temghar | Plant and Machinery | Found | No | 2017-09-29 | 2026-02-18 | B-1/46 For 2016-17 | 681463 | 681463 | Updated | suvaselectricals@gmail.com | 25447696 | Jaydeep Emphasis Unit No. 405, Opp. Punjab National Bank, Near Datta Mandir, Mulund Wagle Check, Thane. | 2016-17 | H.T VCB Panel for 900HP Pump No.5
H.T VCB Panel for 900HP Pump No.6 (Bhiwandi Side) | 3.3 kV H.T Circuit Breaker | Jyoti | New Pump House | 1 | M/s Suvas Electricals Thane | Temghar | Plant and Machinery | Found | No | 2017-09-29 | 2026-02-18 | B-1/46 For 2016-17 | 681463 | 681463 | Updated | suvaselectricals@gmail.com | 25447696 | Jaydeep Emphasis Unit No. 405, Opp. Punjab National Bank, Near Datta Mandir, Mulund Wagle Check, Thane. | 2016-17 | H.T VCB Panel for 900HP Pump No.6
H.T VCB Panel for 900HP Pump No.7 (Bhiwandi Side) | 3.3 kV H.T Circuit Breaker | Jyoti | New Pump House | 1 | M/s Suvas Electricals Thane | Temghar | Plant and Machinery | Found | No | 2017-09-29 | 2026-02-18 | B-1/46 For 2016-17 | 681463 | 681463 | Updated | suvaselectricals@gmail.com | 25447696 | Jaydeep Emphasis Unit No. 405, Opp. Punjab National Bank, Near Datta Mandir, Mulund Wagle Check, Thane. | 2016-17 | H.T VCB Panel for 900HP Pump No.7
Spear Panel for 900 HP (Bhiwandi Side) | Supply of spear Panel for 900HP | Jyoti | New Pump House | 1 | M/s Suvas Electricals Thane | Temghar | Plant and Machinery | Found | No | 2017-09-27 | 2026-02-23 | B-1/46 for 2016-17 | 681463 | 681463 | Updated | suvaselectricals@gmail.com | 25447696 | Jaydeep Emphasis Unit No. 405, Opp. Punjab National Bank, Near Datta Mandir, Mulund Wagle Check, Thane. | 2016-17 | Spear Panel for 900 HP
Bus Coupler for 900HP (Bhiwandi Side) | Supply of Bus Coupler for 900HP (Bhiwandi Side) | Jyoti | New Pump House | 1 | M/s Suvas Electricals Thane | Temghar | Plant and Machinery | Found | No | 2017-09-27 | 2026-02-23 | B-1/46 for 2016-17 | 681463 | 681463 | Updated | suvaselectricals@gmail.com | 25447696 | Jaydeep Emphasis Unit No. 405, Opp. Punjab National Bank, Near Datta Mandir, Mulund Wagle Check, Thane. |  | Bus Coupler for 900HP
H.T VCB Panel for 900HP Pump No.8 (Thane Side) | 3.3 kV H.T Circuit Breaker | ABB | New Pump House | 1 | M/s E-Link Software Technologies | Temghar | Plant and Machinery | Found | No | 2017-09-29 | 2026-02-11 | B-1/46 For 2022-23 | 681463 | 681463 | Updated | accounts@elinktechnologies.net | 91 -22-26433533/198 | Redg Office : 50/2365, Vijaydeep CHS Ltd., Opp. MIG Cricket Club, Bandra €, Mumbai 400051 ¦ Branch Office : CS/45, 2nd Floor, Metro Plaza, Behind Metro Junction Mall, Netivali, Kalyan € - 421306 | 2022-23 | H.T VCB Panel for 900HP Pump No.8
Level Transmitter For Old Pump House Sump | Smart Radar Level Transmitter of Measurement Range 0 - 15 (Bluetooth function for remote Programming) |  | Old Pump House | 1 | M/s ARW Infra Projects Pvt Ltd., Mumbai | Temghar | Plant and Machinery |  | No | 2024-02-22 | 2026-01-29 | B-1/46 For 2023-24 | 185000 | 185000 | Uploaded | tender@waghindia.com | 9594357635 | 1st Floor, A 112, Bhaveshwar Arcade, LBS Marg, Ghatkopar (W) | 2023-24
Level Transmitter (Sump) | Smart Radar Level Transmitter of Measurement Range 0 - 15 (Bluetooth function for remote Programming) | NA | New Pump House | 1 | M/s ARW Infra Projects Pvt Ltd., Mumbai | Temghar | Plant and Machinery | Found | No | 2024-02-22 | 2026-01-29 | B-1/46 For 2023-24 | 185000 | 185000 | Uploaded | tender@waghindia.com | 9594357635 | 1st Floor, A 112, Bhaveshwar Arcade, LBS Marg, Ghatkopar (W) | 2023-24
Level Transmitter for PAC Dosing Tank No.1 | Smart Radar Level Transmitter of Measurement Range 0 - 15 (Bluetooth function for remote Programming) | NA | Chemical House | 1 | M/s ARW Infra Projects Pvt Ltd., Mumbai | Temghar | Plant and Machinery | Found | No | 2024-02-22 | 2026-01-29 | B-1/46 For 2023-24 | 185000 | 185000 | Updated | tender@waghindia.com | 9594357635 | 1st Floor, A 112, Bhaveshwar Arcade, LBS Marg, Ghatkopar (W) | 2023-24
Level Transmitter for PAC Dosing Tank No.2 | Smart Radar Level Transmitter of Measurement Range 0 - 15 (Bluetooth function for remote Programming) | NA | Chemical House | 1 | M/s ARW Infra Projects Pvt Ltd., Mumbai | Temghar | Plant and Machinery | Found | No | 2024-02-22 | 2026-01-29 | B-1/46 For 2023-24 | 185000 | 185000 | Updated | tender@waghindia.com | 9594357635 | 1st Floor, A 112, Bhaveshwar Arcade, LBS Marg, Ghatkopar (W) | 2023-24
Level Transmitter for PAC Dosing Tank No.3 | Smart Radar Level Transmitter of Measurement Range 0 - 15 (Bluetooth function for remote Programming) | NA | Chemical House | 1 | M/s ARW Infra Projects Pvt Ltd., Mumbai | Temghar | Plant and Machinery | Found | No | 2024-02-22 | 2026-01-29 | B-1/46 For 2023-24 | 185000 | 185000 | Updated | tender@waghindia.com | 9594357635 | 1st Floor, A 112, Bhaveshwar Arcade, LBS Marg, Ghatkopar (W) | 2023-24
Level Transmitter for PAC Storage Tank No.1 | Smart Radar Level Transmitter of Measurement Range 0 - 15 (Bluetooth function for remote Programming) | NA | Chemical House | 1 | M/s ARW Infra Projects Pvt Ltd., Mumbai | Temghar | Plant and Machinery | Found | No | 2024-02-22 | 2026-01-29 | B-1/46 For 2023-24 | 185000 | 185000 | Updated | tender@waghindia.com | 9594357635 | 1st Floor, A 112, Bhaveshwar Arcade, LBS Marg, Ghatkopar (W) | 2023-24
Level Transmitter for PAC Storage Tank No.2 | Smart Radar Level Transmitter of Measurement Range 0 - 15 (Bluetooth function for remote Programming) | NA | Chemical House | 1 | M/s ARW Infra Projects Pvt Ltd., Mumbai | Temghar | Plant and Machinery | Found | No | 2024-02-22 | 2026-01-29 | B-1/46 For 2023-24 | 185000 | 185000 | Updated | tender@waghindia.com | 9594357635 | 1st Floor, A 112, Bhaveshwar Arcade, LBS Marg, Ghatkopar (W) | 2023-24
Level Transmitter for PAC Storage Tank No.3 | Smart Radar Level Transmitter of Measurement Range 0 - 15 (Bluetooth function for remote Programming) | NA | Chemical House | 1 | M/s ARW Infra Projects Pvt Ltd., Mumbai | Temghar | Plant and Machinery | Found | No | 2024-02-22 | 2026-01-29 | B-1/46 For 2023-24 | 185000 | 185000 | Updated | tender@waghindia.com | 9594357635 | 1st Floor, A 112, Bhaveshwar Arcade, LBS Marg, Ghatkopar (W) | 2023-24
Level Transmitter for PAC Storage Tank No.4 | Smart Radar Level Transmitter of Measurement Range 0 - 15 (Bluetooth function for remote Programming) | NA | Chemical House | 1 | M/s ARW Infra Projects Pvt Ltd., Mumbai | Temghar | Plant and Machinery | Found | No | 2024-02-22 | 2026-01-29 | B-1/46 For 2023-24 | 185000 | 185000 | Updated | tender@waghindia.com | 9594357635 | 1st Floor, A 112, Bhaveshwar Arcade, LBS Marg, Ghatkopar (W) | 2023-24
Level Transmitter for Recurculation Pump | Smart Radar Level Transmitter of Measurement Range 0 - 15 (Bluetooth function for remote Programming) |  | Recirculation Pump house | 1 | M/s ARW Infra Projects Pvt Ltd., Mumbai | Temghar | Plant and Machinery |  | No | 2024-02-22 | 2026-01-29 | B-1/46 For 2023-24 | 185000 | 185000 | Updated | tender@waghindia.com | 9594357635 | 1st Floor, A 112, Bhaveshwar Arcade, LBS Marg, Ghatkopar (W) | 2023-24
Pressure Transmitter for 900 HP Pump No.1 | Smart Pressure transmitter with Snubber and two valve manifold of range 16 | NA | New Pump House | 1 | M/s ARW Infra Projects Pvt Ltd., Mumbai | Temghar | Plant and Machinery | Found | No | 2024-02-22 | 2026-01-29 | B-1/46 For 2023-24 | 888730 | 888730 | Uploaded | tender@waghindia.com | 9594357635 | 1st Floor, A 112, Bhaveshwar Arcade, LBS Marg, Ghatkopar (W) | 2023-24
Pressure Transmitter for 900 HP Pump No.2 | Smart Pressure transmitter with Snubber and two valve manifold of range 16 | NA | New Pump House | 1 | M/s ARW Infra Projects Pvt Ltd., Mumbai | Temghar | Plant and Machinery | Found | No | 2024-02-22 | 2026-01-29 | B-1/46 For 2023-24 | 888730 | 888730 | Uploaded | tender@waghindia.com | 9594357635 | 1st Floor, A 112, Bhaveshwar Arcade, LBS Marg, Ghatkopar (W) | 2023-24
Pressure Transmitter for 900 HP Pump No.3 | SR NO. N1S72610118923 | NA | New Pump House | 1 | M/s ARW Infra Projects Pvt Ltd., Mumbai | Temghar | Plant and Machinery | Found | No | 2024-02-22 | 2026-01-29 | B-1/46 For 2023-24 | 888730 | 888730 | Uploaded | tender@waghindia.com | 9594357635 | 1st Floor, A 112, Bhaveshwar Arcade, LBS Marg, Ghatkopar (W) | 2023-24 | NA
Pressure Transmitter for 900 HP Pump No.4 | SR NO. N1S72610118918 | NA | New Pump House | 1 | M/s ARW Infra Projects Pvt Ltd., Mumbai | Temghar | Plant and Machinery | Found | No | 2024-02-22 | 2026-01-29 | B-1/46 For 2023-24 | 888730 | 888730 | Uploaded | tender@waghindia.com | 9594357635 | 1st Floor, A 112, Bhaveshwar Arcade, LBS Marg, Ghatkopar (W) | 2023-24 | NA
Pressure Transmitter for 900 HP Pump No.5 | SR NO. N1S70119111794 | NA | New Pump House | 1 | M/s ARW Infra Projects Pvt Ltd., Mumbai | Temghar | Plant and Machinery | Found | No | 2024-02-22 | 2026-01-29 | B-1/46 For 2023-24 | 888730 | 888730 | Uploaded | tender@waghindia.com | 9594357635 | 1st Floor, A 112, Bhaveshwar Arcade, LBS Marg, Ghatkopar (W) | 2023-24 | NA
Pressure Transmitter for 900 HP Pump No.6 | SR NO. N1S30910115689 | NA | New Pump House | 1 | M/s ARW Infra Projects Pvt Ltd., Mumbai | Temghar | Plant and Machinery | Found | No | 2024-02-22 | 2026-01-29 | B-1/46 For 2023-24 | 888730 | 888730 | Uploaded | tender@waghindia.com | 9594357635 | 1st Floor, A 112, Bhaveshwar Arcade, LBS Marg, Ghatkopar (W) | 2023-24 | NA
Pressure Transmitter for 900 HP Pump No.7 | Smart Pressure transmitter with Snubber and two valve manifold of range 16 | NA | New Pump House | 1 | M/s ARW Infra Projects Pvt Ltd., Mumbai | Temghar | Plant and Machinery | Found | No | 2024-02-22 | 2026-01-29 | B-1/46 For 2023-24 | 888730 | 888730 | Uploaded | tender@waghindia.com | 9594357635 | 1st Floor, A 112, Bhaveshwar Arcade, LBS Marg, Ghatkopar (W) | 2023-24 | NA
Pressure Transmitter for 900 HP Pump No.8 | Smart Pressure transmitter with Snubber and two valve manifold of range 16 | NA | New Pump House | 1 | M/s ARW Infra Projects Pvt Ltd., Mumbai | Temghar | Plant and Machinery | Found | No | 2024-02-22 | 2026-01-29 | B-1/46 For 2023-24 | 888730 | 888730 | Uploaded | tender@waghindia.com | 9594357635 | 1st Floor, A 112, Bhaveshwar Arcade, LBS Marg, Ghatkopar (W) | 2023-24 | NA
Pressure Transmitter | Header for Thane | NA | New Pump House | 1 | M/s ARW Infra Projects Pvt Ltd., Mumbai | Temghar | Plant and Machinery | Found | No | 2024-02-22 | 2026-01-29 | B-1/46 For 2023-24 | 888730 | 888730 | Uploaded | tender@waghindia.com | 9594357635 | 1st Floor, A 112, Bhaveshwar Arcade, LBS Marg, Ghatkopar (W) | 2023-24 | NA
Pressure Transmitter | Header for Bhiwandi | NA | New Pump House | 1 | M/s ARW Infra Projects Pvt Ltd., Mumbai | Temghar | Plant and Machinery | Found | No | 2024-02-22 | 2026-01-29 | B-1/46 For 2023-24 | 888730 | 888730 | Uploaded | tender@waghindia.com | 9594357635 | 1st Floor, A 112, Bhaveshwar Arcade, LBS Marg, Ghatkopar (W) | 2023-24 | NA
Pressure Transmitter for 500 HP Pump No.1 | SR NO. N1S70110111790 | NA | New Pump House | 1 | M/s ARW Infra Projects Pvt Ltd., Mumbai | Temghar | Plant and Machinery | Found | No | 2024-02-22 | 2026-01-29 | B-1/46 For 2023-24 | 888730 | 888730 | Uploaded | tender@waghindia.com | 9594357635 | 1st Floor, A 112, Bhaveshwar Arcade, LBS Marg, Ghatkopar (W) | 2023-24 | NA
Pressure Transmitter for 500 HP Pump No.2 | SR NO. N1S70110111838 | NA | New Pump House | 1 | M/s ARW Infra Projects Pvt Ltd., Mumbai | Temghar | Plant and Machinery | Found | No | 2024-02-22 | 2026-01-29 | B-1/46 For 2023-24 | 888730 | 888730 | Uploaded | tender@waghindia.com | 9594357635 | 1st Floor, A 112, Bhaveshwar Arcade, LBS Marg, Ghatkopar (W) | 2023-24 | NA
Pressure Transmitter for 500 HP Pump No.3 | SR NO. N1S70110111711 | NA | New Pump House | 1 | M/s ARW Infra Projects Pvt Ltd., Mumbai | Temghar | Plant and Machinery | Found | No | 2024-02-22 | 2026-01-29 | B-1/46 For 2023-24 | 888730 | 888730 | Uploaded | tender@waghindia.com | 9594357635 | 1st Floor, A 112, Bhaveshwar Arcade, LBS Marg, Ghatkopar (W) | 2023-24 | NA
Delivery line of Thane set No.1 | 600 mm dia, 8.2 meter | NA | New Pump House | 1 | M/s Vijay Engineering & Machinery Company, Mumbai | Temghar | Pipeline and Bridges | Found | No | 2023-01-12 | 2026-02-20 | B-1/14 For 2022-23 | 56261 | 56261 | Uploaded | Shahsank.shah@vcme.co.in | 9819907456 | 74, Sheriff House, Shahid Bhagatshingh Road, Fort, Mumbai - 400023 | 2022-23 | NA
Delivery line of Thane set No.2 | 600 mm dia, 5.6 meter | NA | New Pump House | 1 | M/s Vijay Engineering & Machinery Company, Mumbai | Temghar | Pipeline and Bridges | Found | No | 2023-01-12 | 2026-02-20 | B-1/14 For 2022-23 | 33474 | 33474 | Uploaded | Shahsank.shah@vcme.co.in | 9819907456 | 74, Sheriff House, Shahid Bhagatshingh Road, Fort, Mumbai - 400023 | 2022-23 | NA
Delivery line of Thane set No.3 | 600 mm dia, 8.2 meter | NA | New Pump House | 1 | M/s Vijay Engineering & Machinery Company, Mumbai | Temghar | Pipeline and Bridges | Found | No | 2023-01-12 | 2026-02-20 | B-1/14 For 2022-23 | 56261 | 56261 | Uploaded | Shahsank.shah@vcme.co.in | 9819907456 | 74, Sheriff House, Shahid Bhagatshingh Road, Fort, Mumbai - 400023 | 2022-23 | NA
Delivery line of Thane set No.4 | 600 mm dia, 5.6 meter | NA | New Pump House | 1 | M/s Vijay Engineering & Machinery Company, Mumbai | Temghar | Pipeline and Bridges | Found | No | 2023-01-12 | 2026-02-20 | B-1/14 For 2022-23 | 33474 | 33474 | Uploaded | Shahsank.shah@vcme.co.in | 9819907456 | 74, Sheriff House, Shahid Bhagatshingh Road, Fort, Mumbai - 400023 | 2022-23 | NA
Delivery line of Thane set No.5 | 600 mm dia, 8.2 meter | NA | New Pump House | 1 | M/s Vijay Engineering & Machinery Company, Mumbai | Temghar | Pipeline and Bridges | Found | No | 2023-01-12 | 2026-02-20 | B-1/14 For 2022-23 | 56261 | 56261 | Uploaded | Shahsank.shah@vcme.co.in | 9819907456 | 74, Sheriff House, Shahid Bhagatshingh Road, Fort, Mumbai - 400023 | 2022-23 | NA
Delivery line of Thane set No.6 | 600 mm dia, 5.6 meter | NA | New Pump House | 1 | M/s Vijay Engineering & Machinery Company, Mumbai | Temghar | Pipeline and Bridges | Found | No | 2023-01-12 | 2026-02-20 | B-1/14 For 2022-23 | 33474 | 33474 | Uploaded | Shahsank.shah@vcme.co.in | 9819907456 | 74, Sheriff House, Shahid Bhagatshingh Road, Fort, Mumbai - 400023 | 2022-23 | NA
Delivery line of Thane set No.7 | 600 mm dia, 8.2 meter | NA | New Pump House | 1 | M/s Vijay Engineering & Machinery Company, Mumbai | Temghar | Pipeline and Bridges | Found | No | 2023-01-12 | 2026-02-20 | B-1/14 For 2022-23 | 56261 | 56261 | Uploaded | Shahsank.shah@vcme.co.in | 9819907456 | 74, Sheriff House, Shahid Bhagatshingh Road, Fort, Mumbai - 400023 | 2022-23 | NA
Delivery line of Thane set No.8 | 600 mm dia, 5.6 meter | NA | New Pump House | 1 | M/s Vijay Engineering & Machinery Company, Mumbai | Temghar | Pipeline and Bridges | Found | No | 2023-01-12 | 2026-02-20 | B-1/14 For 2022-23 | 33474 | 33474 | Uploaded | Shahsank.shah@vcme.co.in | 9819907456 | 74, Sheriff House, Shahid Bhagatshingh Road, Fort, Mumbai - 400023 | 2022-23 | NA
Delivery line of Bhiwandi set No.1 | 600 mm dia, 8.2 meter | NA | New Pump House | 1 | M/s Vijay Engineering & Machinery Company, Mumbai | Temghar | Pipeline and Bridges | Found | No | 2023-01-12 | 2026-02-20 | B-1/14 For 2022-23 | 56261 | 56261 | Uploaded | Shahsank.shah@vcme.co.in | 9819907456 | 74, Sheriff House, Shahid Bhagatshingh Road, Fort, Mumbai - 400023 | 2022-23 | NA
Delivery line of Bhiwandi set No.3 | 600 mm dia, 8.2 meter | NA | New Pump House | 1 | M/s Vijay Engineering & Machinery Company, Mumbai | Temghar | Pipeline and Bridges | Found | No | 2023-01-12 | 2026-02-20 | B-1/14 For 2022-23 | 56261 | 56261 | Uploaded | Shahsank.shah@vcme.co.in | 9819907456 | 74, Sheriff House, Shahid Bhagatshingh Road, Fort, Mumbai - 400023 | 2022-23 | NA
Street Light Galvanized octagonal poles | External Electrification arrangement with high Galvanized octagonal poles | NA | WTP temghar | 43 | NA | Temghar | Plant and Machinery | Found | No | NA | 2026-03-20 | NA | 0 | 0 | Uploaded | NA | NA | NA | NA | NA
LED Light For Galvanized octagonal poles | LED Street Light 100-110W IP65 & IK07 3 Years Warranty | NA | WTP Temghar | 30 | M/s Power Engineer Corporation, Thane | Temghar | Electrical Fitting | Found | No | 2023-07-14 | 2026-03-04 | B-1/02 For 2023-24 | 8559 | 256770 | Uploaded | pjj.pec@gmail.com | 9820023829 | 6, Trimurti, Swanand Nagar, Beturkar Pada Kalyan West |  | NA
Street Light Galvanized octagonal poles | External Electrification arrangement with high Galvanized octagonal poles | NA | WTP temghar | 40 | Pavanputra Enterprises | Temghar | Electrical Fitting | Found | No | 2014-03-22 | 2026-01-27 | B-1/56 For 2013-14 | 11682 | 467280 | Uploaded | NA | 9820256972 | 111, Vardhaman Shopping center, Near shree chatrapati shivaji mahararaj stachue, Manapada Road Dombivali E 421201 | 2013-14 | NA
LED Light For Galvanized octagonal poles | Supplying and erecting LED Flood Light fitting of Size with 56/48 W lux level with transparant lens LED/ODF | NA | WTP temghar | 40 | Pavanputra Enterprises | Temghar | Electrical Fitting | Not Found | Yes | 2014-03-22 | 2026-01-27 | B-1/56 For 2013-14 | 23516 | 940640 | Not Uploaded | NA | 9820256972 | 111, Vardhaman Shopping center, Near shree chatrapati shivaji mahararaj stachue, Manapada Road Dombivali E 421201 | 2013-14 | NA
Inlet gate for CLF No.1 | MS gate valve , size- 1500x1500 | NA | WTP Temghar | 1 | M/s R.B Krishnani | Temghar | Plant and Machinery | Found | No | 2014-07-24 | 2026-03-03 | B-1/89 For 2012-13 | 530200 | 530200 | Uploaded | NA | 8044464585 | B-10 Shirine Garden Opp, ITI Road, Aundh, Pune 411007 |  | Click Pic
Inlet gate for CLF No.2 | MS gate valve , size- 1500x1500 | NA | WTP Temghar | 1 | M/s R.B Krishnani | Temghar | Plant and Machinery | Found | No | 2014-07-24 | 2026-03-03 | B-1/89 For 2012-13 | 530200 | 530200 | Uploaded | NA | 8044464585 | B-10 Shirine Garden Opp, ITI Road, Aundh, Pune 411007 |  | Click Pic
Inlet gate for CLF No.3 | MS gate valve , size- 1500x1500 | NA | WTP Temghar | 1 | M/s R.B Krishnani | Temghar | Plant and Machinery | Found | No | 2014-07-24 | 2026-03-03 | B-1/89 For 2012-13 | 530200 | 530200 | Uploaded | NA | 8044464585 | B-10 Shirine Garden Opp, ITI Road, Aundh, Pune 411007 |  | Click Pic
Inlet gate for CLF No.4 | MS gate valve , size- 1500x1500 | NA | WTP Temghar | 1 | M/s R.B Krishnani | Temghar | Plant and Machinery | Found | No | 2014-07-24 | 2026-03-03 | B-1/89 For 2012-13 | 530200 | 530200 | Uploaded | NA | 8044464585 | B-10 Shirine Garden Opp, ITI Road, Aundh, Pune 411007 |  | Click Pic
Outlet gate for CLF No.1 | MS gate valve , size- 1500x1500 | Durga | WTP Temghar | 1 | M/s R.B Krishnani | Temghar | Plant and Machinery | Found | No | 2014-07-24 | 2026-03-03 | B-1/89 For 2012-13 | 530200 | 530200 | Uploaded | NA | 8044464585 | B-10 Shirine Garden Opp, ITI Road, Aundh, Pune 411007 |  | Click Pic
Outlet gate for CLF No.2 | MS gate valve , size- 1500x1500 | Durga | WTP Temghar | 1 | M/s R.B Krishnani | Temghar | Plant and Machinery | Found | No | 2014-07-24 | 2026-03-03 | B-1/89 For 2012-13 | 530200 | 530200 | Uploaded | NA | 8044464585 | B-10 Shirine Garden Opp, ITI Road, Aundh, Pune 411007 |  | Click Pic
Outlet gate for CLF No.3 | MS gate valve , size- 1500x1500 | Durga | WTP Temghar | 1 | M/s R.B Krishnani | Temghar | Plant and Machinery | Found | No | 2014-07-24 | 2026-03-03 | B-1/89 For 2012-13 | 530200 | 530200 | Uploaded | NA | 8044464585 | B-10 Shirine Garden Opp, ITI Road, Aundh, Pune 411007 |  | Click Pic
Outlet gate for CLF No.4 | MS gate valve , size- 1500x1500 | Durga | WTP Temghar | 1 | M/s R.B Krishnani | Temghar | Plant and Machinery | Found | No | 2014-07-24 | 2026-03-03 | B-1/89 For 2012-13 | 530200 | 530200 | Uploaded | NA | 8044464585 | B-10 Shirine Garden Opp, ITI Road, Aundh, Pune 411007 |  | Click Pic
Bridge assembly for CLF no.1 | Construction of Bridge Assembly | NA | WTP Temghar | 1 | Mana Electric and Engineering Services | Temghar | Plant and Machinery | Found | No | 2025-02-28 | 2026-03-21 | B-1/69 For 2023-24 | 800000 | 800000 | Updated | Manaelectric@gmail.com | 7719007222 | HEET-NEST BUILDING IN FRONT OF HDFC BANK KATRAP ROAD BADLAPUR (EAST) - 421503 | 2023-24 | Click Pic
Bridge assembly for CLF no.2 | Assembly of Bridge for CLF no.2 | NA | WTP temghar | 1 | M/s R.B Krishnani | Temghar | Plant and Machinery | Found | No | NA | 2026-03-25 | B-1/89 For 2012-13 | 0 | 0 | [5 empty] | Click Pic
Bridge assembly for CLF no.3 | Construction of Bridge Assembly | NA | WTP Temghar | 1 | Mana Electric and Engineering Services | Temghar | Plant and Machinery | Found | No | 2025-02-28 | 2026-03-21 | B-1/69 For 2023-24 | 800000 | 800000 | Updated | Manaelectric@gmail.com | 7719007222 | HEET-NEST BUILDING IN FRONT OF HDFC BANK KATRAP ROAD BADLAPUR (EAST) - 421503 | 2023-24 | Click Pic
Bridge assembly for CLF no.4 | Construction of Bridge Assembly | NA | WTP Temghar | 1 | NA | Temghar | Plant and Machinery | Found | No | NA | NA | NA | 0 | 0 | Updated | NA | NA | NA | NA | Click Pic
Motor for CLF bridge no.1 | Motor for driving bridge | NA | WTP Temghar | 1 | Mana Electric and Engineering Services | Temghar | Plant and Machinery | Found | No | 2025-02-28 | 2026-03-21 | B-1/69 For 2023-24 | 622000 | 622000 | Updated | Manaelectric@gmail.com | 7719007222 | HEET-NEST BUILDING IN FRONT OF HDFC BANK KATRAP ROAD BADLAPUR (EAST) - 421503 | 2023-24 | Click Pic
Motor for CLF bridge no.2 | Motor for driving bridge | NA | WTP temghar | 1 | M/s R.B Krishnani | Temghar | Plant and Machinery | Found | No | NA | 2026-03-25 | B-1/89 For 2012-13 | 0 | 0 | [5 empty] | Click Pic
Motor for CLF bridge no.3 | Motor for driving bridge | NA | WTP Temghar | 1 | Mana Electric and Engineering Services | Temghar | Plant and Machinery | Found | No | 2025-02-28 | 2026-03-21 | B-1/69 For 2023-24 | 622000 | 622000 | Updated | Manaelectric@gmail.com | 7719007222 | HEET-NEST BUILDING IN FRONT OF HDFC BANK KATRAP ROAD BADLAPUR (EAST) - 421503 | 2023-24 | Click Pic
Motor for CLF bridge no.4 | Motor for driving bridge | NA | WTP Temghar | 1 | NA | Temghar | Plant and Machinery | Found | No | NA | NA | NA | 0 | 0 | Updated | NA | NA | NA | NA | Click Pic
Flocculator for CLF no.1 with Gear box | (sr no. 212408730,(sr no. 21240875),(sr no. 21240871),(sr no. 21240872) | NA | WTP temghar | 4 | M/s R.B Krishnani | Temghar | Plant and Machinery | Found | No | NA | 2026-03-25 | B-1/89 For 2012-13 | 0 | 0 | [5 empty] | Click Pic
Flocculator for CLF no.2 with Gear box | Flocculator for CLF no.2 with Gear box | radicon | WTP temghar | 4 | M/s R.B Krishnani | Temghar | Plant and Machinery | Found | No | NA | 2026-03-25 | B-1/89 For 2012-13 | 0 | 0 | [5 empty] | Click Pic
Flocculator for CLF No.3 with Gear box | (sr No. 212408770,(sr No. 212408740,(sr No. 21240876) | NA | WTP Temghar | 5 | M/s R.B Krishnani | Temghar | Plant and Machinery | Found | No | 2015-12-15 | 2026-03-05 | B-1/89 For 2012-13 | 58595 | 292975 | Updated | NA | 8044464585 | B-10 Shirine Garden Opp, ITI Road, Aundh, Pune 411007 | 2012-13 | Click Pic
Flocculator for CLF No.4 with Gear box |  | GREAVES | WTP Temghar | 5 | M/s R.B Krishnani | Temghar | Plant and Machinery | Found | No | 2015-12-15 | 2026-03-05 | B-1/89 For 2012-13 | 58595 | 292975 | Updated | NA | 8044464585 | B-10 Shirine Garden Opp, ITI Road, Aundh, Pune 411007 | 2012-13 | Click Pic
Electrical panel for flocculator for CLF no.1 | Electrical panel for flocculator for CLF no.1 | NA | WTP Temghar | 1 | Mana Electric and Engineering Services | Temghar | Plant and Machinery | Found | No | 2025-02-28 | 2026-03-23 | B-1/69 For 2023-24 | 245000 | 245000 | Updated | Manaelectric@gmail.com | 7719007222 | HEET-NEST BUILDING IN FRONT OF HDFC BANK KATRAP ROAD BADLAPUR (EAST) - 421503 | 2023-24 | Click Pic
Electrical panel for flocculator for CLF no.2 | Electrical panel for flocculator for CLF no.2 | NA | WTP temghar | 1 | M/s R.B Krishnani | Temghar | Plant and Machinery | Found | No | NA | 2026-03-25 | B-1/89 For 2012-13 | 0 | 0 | [5 empty] | Click Pic
Electrical panel for flocculator for CLF no.3 | Electrical panel for flocculator for CLF no.3 | NA | WTP Temghar | 1 | Mana Electric and Engineering Services | Temghar | Plant and Machinery | Found | No | 2025-02-28 | 2026-03-23 | B-1/69 For 2023-24 | 245000 | 245000 | Updated | Manaelectric@gmail.com | 7719007222 | HEET-NEST BUILDING IN FRONT OF HDFC BANK KATRAP ROAD BADLAPUR (EAST) - 421503 | 2023-24 | Click Pic
Electrical panel for flocculator for CLF no.4 | Electrical panel for flocculator for CLF no.4 | NA | WTP Temghar | 1 | NA | Temghar | Plant and Machinery | Found | No | NA | NA | NA | 0 | 0 | Updated | NA | NA | NA | NA | Click Pic
Central Bearing Assembly for CLF No.1 | Supply of Central Bearing Assembly for CLF No.1 | NA | WTP Temghar | 1 | Mana Electric and Engineering Services | Temghar | Plant and Machinery | Found | No | 2025-02-28 | 2026-03-23 | B-1/69 For 2023-24 | 718000 | 718000 | Updated | Manaelectric@gmail.com | 7719007222 | HEET-NEST BUILDING IN FRONT OF HDFC BANK KATRAP ROAD BADLAPUR (EAST) - 421503 | 2023-24 | Click Pic
Slip ring for CLF no.2 | Slip ring for CLF no.2 | NA | WTP temghar | 1 | M/s R.B Krishnani | Temghar | Plant and Machinery | Found | No | NA | 2026-03-25 | B-1/89 For 2012-13 | 0 | 0 | [5 empty] | Click Pic
Central Bearing Assembly for CLF No.3 | Supply of Central Bearing Assembly for CLF No.3 | NA | WTP Temghar | 1 | Mana Electric and Engineering Services | Temghar | Plant and Machinery | Found | No | 2025-02-28 | 2026-03-23 | B-1/69 For 2023-24 | 718000 | 718000 | Updated | Manaelectric@gmail.com | 7719007222 | HEET-NEST BUILDING IN FRONT OF HDFC BANK KATRAP ROAD BADLAPUR (EAST) - 421503 | 2023-24 | Click Pic
Central Bearing Assembly for CLF No.4 | Supply of Central Bearing Assembly for CLF No.4 | NA | WTP Temghar | 1 | NA | Temghar | Plant and Machinery | Found | No | NA | NA | NA | 0 | 0 | Updated | NA | NA | NA | NA | Click Pic
drain valve for CLF no.1 | drain valve for CLF no.1 | NA | WTP Temghar | 1 | NA | Temghar | Plant and Machinery | Found | No | NA | 2026-03-23 | NA | 0 | 0 |  | NA | NA | NA | NA | Click Pic
drain valve for CLF no.2 | drain valve for CLF no.2 | NA | WTP temghar | 1 | M/s R.B Krishnani | Temghar | Plant and Machinery | Found | No | NA | 2026-03-25 | B-1/89 For 2012-13 | 0 | 0 | [5 empty] | Click Pic
drain valve for CLF no.3 | drain valve for CLF no.3 | NA | WTP Temghar | 1 | NA | Temghar | Plant and Machinery | Found | No | NA | 2026-03-23 | NA | 0 | 0 |  | NA | NA | NA | NA | Click Pic
drain valve for CLF no.4 | drain valve for CLF no.4 | NA | WTP Temghar | 1 | NA | Temghar | Plant and Machinery | Found | No |  |  | NA | 0 | 0 |  | NA | NA | NA | NA | Click Pic
Turbidity meter for CLF no.1 |  | rosemount analytical | WTP temghar | 1 | NA | Temghar | Plant and Machinery | Damage | Yes | NA | 2026-03-20 |  | 0 | 0 | Updated | NA | NA | NA | NA | Click Pic
Turbidity meter for CLF no.2 |  | rosemount analytical | WTP temghar | 1 | NA | Temghar | Plant and Machinery | Damage | Yes | NA | 2026-03-20 |  | 0 | 0 | Updated | NA | NA | NA | NA | Click Pic
Turbidity meter for CLF no.3 |  | rosemount analytical | WTP temghar | 1 | NA | Temghar | Plant and Machinery | Damage | Yes | NA | 2026-03-20 |  | 0 | 0 | Updated | NA | NA | NA | NA | Click Pic
Turbidity meter for CLF no.4 |  | rosemount analytical | WTP temghar | 1 | NA | Temghar | Plant and Machinery | Damage | Yes | NA | 2026-03-20 |  | 0 | 0 | Updated | NA | NA | NA | NA | Click Pic
Main L.T PANEL | Supply of Custom LT Main Panel | RUSO AGRO projet pvt ltd | Machine Room | 1 | M/s R.B Krishnani | Temghar | Plant and Machinery | Found | No | 2015-06-30 | 2026-03-04 | B-1/89 For 2012-13 | 39363.11 | 39363.11 | Uploaded |  |  |  |  | Main L.T PANEL
Air blower set No 1 and Motor No.1 | Air Blower - Air flow 3600m3/h, 1400 RPM,sr No. 13465 ¦ 75 HP Motor | KPT Blowers | Machine Room | 1 | M/s R.B Krishnani | Temghar | Plant and Machinery | Found | No | 2014-07-24 | 2026-03-03 | B-1/89 For 2012-13 | 908605 | 908605 | Updated | NA | 8044464585 | B-10 Shirine Garden Opp, ITI Road, Aundh, Pune 411007 | 2012-13 | Air blower set No 1
Air blower set No 2 and Motor No.2 | Air flow 3600m3/h, 1400 RPM,sr No. 13464 ¦ 75 HP Motor | KPT Blowers | Machine Room | 1 | M/s R.B Krishnani | Temghar | Plant and Machinery | Found | No | 2014-07-24 | 2026-03-03 | B-1/89 For 2012-13 | 908605 | 908605 | Updated | NA | 8044464585 | B-10 Shirine Garden Opp, ITI Road, Aundh, Pune 411007 | 2012-13 | Air blower set No 2
Air blower panel No.1 | Electrosmooth starter, 75 HP, 56.25 KW,sr No.EST/02-2K15/007 | ETS | Machine Room | 1 | M/s R.B Krishnani | Temghar | Plant and Machinery | Found | No | NA | 2026-03-25 | B-1/89 For 2012-13 | 0 | 0 | [5 empty] | Air blower panel No.1
Air blower panel No.2 | Electrosmooth starter, 75 HP, 56.25 KW,sr No.EST/02-2K15/008 | ETS | Machine Room | 1 | M/s R.B Krishnani | Temghar | Plant and Machinery | Found | No | NA | 2026-03-25 | B-1/89 For 2012-13 | 0 | 0 | [5 empty] | Air blower panel No.2
Back Wash water pump No.1 and Motor No.1 | Pump - Head 32,1460 RPM ¦ Motor - 3 PH induction motor, sr No.NADT102609,50 HP | Jyoti | Machine Room | 1 | M/s R.B Krishnani | Temghar | Plant and Machinery | Found | No | 2015-05-16 | 2026-03-03 | B-1/89 For 2012-13 | 1298149 | 1298149 | Updated | NA | 8044464585 | B-10 Shirine Garden Opp, ITI Road, Aundh, Pune 411007 | 2012-13 | Wash water pump No.1
Back Wash water pump No.2 and Motor No.2 | Pump - Sr No.26003,head 32,1460 RPM ¦ Motor - 3 PH induction motor,50 HP | NA | Machine Room | 1 | M/s R.B Krishnani | Temghar | Plant and Machinery | Found | No | 2015-05-16 | 2026-03-03 | B-1/89 For 2012-13 | 1298149 | 1298149 | Updated | NA | 8044464585 | B-10 Shirine Garden Opp, ITI Road, Aundh, Pune 411007 | 2012-13 | Wash water pump No.2
Back Wash water panel No.1 | 50 HP auto transformer starter | RUSO AGRO projet pvt ltd | Machine Room | 1 | M/s R.B Krishnani | Temghar | Plant and Machinery | Found | No | NA | 2026-03-25 | B-1/89 For 2012-13 | 0 | 0 | [5 empty] | Wash water panel No.1
Back Wash water panel No.2 | 50 HP auto transformer starter | RUSO AGRO projet pvt ltd | Machine Room | 1 | M/s R.B Krishnani | Temghar | Plant and Machinery | Found | No | NA | 2026-03-25 | B-1/89 For 2012-13 | 0 | 0 | [5 empty] | Wash water panel No.2
Pre chlorine pump | sr No.A23APK000092,head 46,7.5HP | Kirloskar | Machine Room | 1 | M/s R.B Krishnani | Temghar | Plant and Machinery | Found | No | NA | 2026-03-25 | B-1/89 For 2012-13 | 0 | 0 | [5 empty] | Pre chlorine pump
Pre chlorine pump | sr No.A23APK000168,head 46,7.5HP | Kirloskar | Machine Room | 1 | M/s R.B Krishnani | Temghar | Plant and Machinery | Found | No | NA | 2026-03-25 | B-1/89 For 2012-13 | 0 | 0 | [5 empty] | Pre chlorine pump
Post chlorine pump | sr No. A4APK001102,head 46,7.5HP | Kirloskar | Machine Room | 1 | M/s R.B Krishnani | Temghar | Plant and Machinery | Found | No | NA | 2026-03-25 | B-1/89 For 2012-13 | 0 | 0 | [5 empty] | Post chlorine pump
Post chlorine pump | sr No.A23APK000357,head 46,7.5HP | Kirloskar | Machine Room | 1 | M/s R.B Krishnani | Temghar | Plant and Machinery | Found | No | NA | 2026-03-25 | B-1/89 For 2012-13 | 0 | 0 | [5 empty] | Post chlorine pump
Service water pump No.1 and Motor No.1 | End suction type 10 HP Motor 1500 RPM | NA | Machine Room | 1 | M/s R.B Krishnani | Temghar | Plant and Machinery | Found | No | 2015-05-16 | 2026-03-03 | B-1/89 For 2012-13 | 153700 | 153700 | Updated | NA | 8044464585 | B-10 Shirine Garden Opp, ITI Road, Aundh, Pune 411007 | 2012-13 | Service water pump No.1
Service water pump No.2 and Motor No.2 | End suction type 10 HP Motor 1500 RPM | NA | Machine Room | 1 | M/s R.B Krishnani | Temghar | Plant and Machinery | Found | No | 2015-05-16 | 2026-03-03 | B-1/89 For 2012-13 | 153700 | 153700 | Updated | NA | 8044464585 | B-10 Shirine Garden Opp, ITI Road, Aundh, Pune 411007 | 2012-13 | Service water pump No.2
EOT Crane | EOT Crane 10 TON | ARDEE | Machine Room | 1 | NA | Temghar | Plant and Machinery | Found | No | NA | 2026-03-20 | NA | 0 | 0 | Updated | NA | NA | NA | NA | Crane
NRV for Wash Water Pump No.1 | 400 mm | Durga | Machine Room | 1 | NA | Temghar | Plant and Machinery | Found | No | NA | 2026-03-20 | NA | 0 | 0 | Updated | NA | NA | NA | NA | NRV for wash water pump No.1
NRV for Wash Water Pump No.2 | 400 mm | Durga | Machine Room | 1 | NA | Temghar | Plant and Machinery | Found | No | NA | 2026-03-20 | NA | 0 | 0 | Updated | NA | NA | NA | NA | NRV for wash water pump No.2
sluice valve for wash water pump No.1 | For inlet Valve | NA | Machine Room | 1 | NA | Temghar | Plant and Machinery | Found | No | NA | 2026-03-20 | NA | 0 | 0 | Updated | NA | NA | NA | NA | sluice valve for wash water pump No.1 For Inlet Valve
sluice valve for wash water pump No.1 | For Outlet Valve | NA | Machine Room | 1 | NA | Temghar | Plant and Machinery | Found | No | NA | 2026-03-20 | NA | 0 | 0 | Updated | NA | NA | NA | NA | sluice valve for wash water pump No.1 for outlet valve
sluice valve for wash water pump No.2 | For inlet Valve | NA | Machine Room | 1 | NA | Temghar | Plant and Machinery | Found | No | NA | 2026-03-20 | NA | 0 | 0 | Updated | NA | NA | NA | NA | sluice valve for wash water pump No.2 Inlet Valve
sluice valve for wash water pump No.2 | For Outlet Valve | NA | Machine Room | 1 | NA | Temghar | Plant and Machinery | Found | No | NA | 2026-03-20 | NA | 0 | 0 | Updated | NA | NA | NA | NA | sluice valve for wash water pump No.2 Outlet Valve
Sluice valve for air blower set No.1 | For Air blower set No.1 | NA | Machine Room | 1 | NA | Temghar | Plant and Machinery | Found | No | NA | 2026-03-20 | NA | 0 | 0 | Updated | NA | NA | NA | NA | Sluice valve for air blower set No.1
Sluice valve for air blower set No.2 | For air blower Set No.2 | NA | Machine Room | 1 | NA | Temghar | Plant and Machinery | Found | No | NA | 2026-03-20 | NA | 0 | 0 | Updated | NA | NA | NA | NA | Sluice valve for air blower set No.2
LED lights | Supply of LED Battan Lights 180W | NA | Chlorine House | 9 | M/s Power Engineer Corporation | Temghar | Plant and Machinery | Found | No | 2023-05-29 | 2026-03-23 | B-1/02 For 2023-24 | 16638 | 149742 | Uploaded | pjj.pec@gmail.com | 9820023829 | 6, Trimurti, Swanand Nagar, Beturkar Pada Kalyan West | 2023-24 | NA
EOT Crane | DESIGNING,MANUFACTURING,SUPPLYING and COMMISSIONING 5 TONNE CAPACITY EOT CRANE AT CHLORINE HOUSE and 2 TONNE CAPACITY CHAIN HOIST AT FLASH MIXER,WTP TEMGHAR | NA | Chlorine House | 1 | Suvas Electricals | Temghar | Plant and Machinery | Found | No | 2015-01-13 | 2026-01-19 | B-1/14 For 2014-15 | 425465 | 425465 | Updated | suvaselectricals@gmail.com | 9867772203 | Jaydeep Emphasis Unit No. 405, Opp. Punjab National Bank, Near Datta Mandir, Mulund Wagle Check, Thane. | 2014-15 | NA
EOT Crane | DESIGNING,MANUFACTURING,SUPPLYING and COMMISSIONING 5 TONNE CAPACITY EOT CRANE AT CHLORINE HOUSE and 2 TONNE CAPACITY CHAIN HOIST AT FLASH MIXER,WTP TEMGHAR | NA | Chlorine House | 1 | Suvas Electricals | Temghar | Plant and Machinery | Found | No | 2019-03-25 | 2026-01-19 | B-1/17 For 2017-18 | 650472 | 650472 | Updated | suvaselectricals@gmail.com | 9867772203 | Jaydeep Emphasis Unit No. 405, Opp. Punjab National Bank, Near Datta Mandir, Mulund Wagle Check, Thane. | 2017-18 | NA
Chlorine gas Detection Control Panel | Supply of Microcontroller based multichannel chlorine gas detection control panel with LED Display for alram Status A1,A2 A3 | NA | Chlorine House | 1 | M/s SM Polymers | Temghar | Plant and Machinery | Found | No | 2023-02-24 | 2026-03-23 | B-1/33 For 2022-23 | 323862 | 323862 | Updated | smpolymer@gmail.com | 8104458378/8425051255 | 4B/8, Om Sudama C.H.S., Kalwa, Thane - 400605 | 2022-23 | Chlorine leak panel
control panel for neutralizer system | control panel for newtrilizer | NA | Chlorine House | 1 | M/s Achala Enginnering and Electronics | Temghar | Plant and Machinery | Found | No | 2023-12-28 | 2026-03-05 | B-1/09 For 2023-24 | 215555 | 215555 | Updated | achalaee@gamil.com | 8652270219/9819007193 | 15, Darshan Gas compound, Opposite New Englihs School Kalwa, Thane 400605 |  | control panel for newtrilizer
Holding Tank | Supply of Holding Tank 10000 Ltrs Cpaacity PP+FRVE of 3mm + 9mm | NA | Chlorine House | 1 | M/s Achala Enginnering and Electronics | Temghar | Plant and Machinery | Found | No | 2023-12-28 | 2026-03-05 | B-1/09 For 2023-24 | 391192 | 391192 | Updated | achalaee@gamil.com | 8652270219/9819007193 | 15, Darshan Gas compound, Opposite New Englihs School Kalwa, Thane 400605 |  | Holding Tank
Isolation and Scrubber PP Diaphram type valve | Supply of 65 mm dia | NA | Chlorine House | 7 | M/s Achala Enginnering and Electronics | Temghar | Plant and Machinery | Found | No | 2023-12-28 | 2026-03-05 | B-1/09 For 2023-24 | 7984 | 55888 | Uploaded | achalaee@gamil.com | 8652270219/9819007193 | 15, Darshan Gas compound, Opposite New Englihs School Kalwa, Thane 400605
Isolation and Scrubber PP Diaphram type valve | Supply of 50 mm dia | NA | Chlorine House | 5 | M/s Achala Enginnering and Electronics | Temghar | Plant and Machinery | Found | No | 2023-12-28 | 2026-03-05 | B-1/09 For 2023-24 | 4106 | 20530 | Uploaded | achalaee@gamil.com | 8652270219/9819007193 | 15, Darshan Gas compound, Opposite New Englihs School Kalwa, Thane 400605
Isolation and Scrubber PP Diaphram type valve | Supply of 25 mm dia | NA | Chlorine House | 3 | M/s Achala Enginnering and Electronics | Temghar | Plant and Machinery | Found | No | 2023-12-28 | 2026-03-05 | B-1/09 For 2023-24 | 1369 | 4107 | Uploaded | achalaee@gamil.com | 8652270219/9819007193 | 15, Darshan Gas compound, Opposite New Englihs School Kalwa, Thane 400605
Transmitter | DP Transmitter + Temrapture Transmitter | NA | Chlorine House | 1 | M/s Achala Enginnering and Electronics | Temghar | Plant and Machinery | Found | No | 2023-12-28 | 2026-03-05 | B-1/09 For 2023-24 | 90784 | 90784 | Uploaded | achalaee@gamil.com | 8652270219/9819007193 | 15, Darshan Gas compound, Opposite New Englihs School Kalwa, Thane 400605
Ladder | Ladder | NA | Chlorine House | 1 | NA | Temghar | Plant and Machinery | Found | No | NA | 2026-03-25 | NA | 0 | 0 |  | NA | NA | NA | NA | NA
FRP Half HOOD to Cover Tonner | Supply of Cover Tonner | NA | Chlorine House | 20 | M/s Achala Enginnering and Electronics | Temghar | Plant and Machinery | Found | No | 2023-12-28 | 2026-03-05 | B-1/09 For 2023-24 | 12774 | 255480 | Uploaded | achalaee@gamil.com | 8652270219/9819007193 | 15, Darshan Gas compound, Opposite New Englihs School Kalwa, Thane 400605
Base Mounting Direct Driven Motor | 3 Phase base mounting direct driven motor, 7.5 HP 415 V, 2800 RPM, sr No.2.20KNE2 | CG POWER AND INDUSTRIAL SOLUTION LTD | Chlorine House | 1 | M/s Achala Enginnering and Electronics | Temghar | Plant and Machinery | Found | No | 2023-12-28 | 2026-03-05 | B-1/09 For 2023-24 | 228670 | 228670 | Updated | achalaee@gamil.com | 8652270219/9819007193 | 15, Darshan Gas compound, Opposite New Englihs School Kalwa, Thane 400605 |  | MOTOR
Base Mounting Direct Driven Motor | 3 Phase base mounting direct driven motor, 7.5 HP 415 V, 2800 RPM | CG POWER AND INDUSTRIAL SOLUTION LTD | Chlorine House | 1 | M/s Achala Enginnering and Electronics | Temghar | Plant and Machinery | Found | No | 2023-12-28 | 2026-03-05 | B-1/09 For 2023-24 | 228670 | 228670 | Uploaded | achalaee@gamil.com | 8652270219/9819007193 | 15, Darshan Gas compound, Opposite New Englihs School Kalwa, Thane 400605 |  | MOTOR
clorination pump | sr No. 6006,head 10 to 24 mtr,2880 RPM, 3 HP | TOSS PUMP | Chlorine House | 1 | M/s Achala Enginnering and Electronics | Temghar | Plant and Machinery | Found | No | 2023-12-28 | 2026-03-05 | B-1/09 For 2023-24 | 232662 | 232662 | Updated | achalaee@gamil.com | 8652270219/9819007193 | 15, Darshan Gas compound, Opposite New Englihs School Kalwa, Thane 400605 |  | clorination pump
clorination pump | sr No. 6005,head 10 to 24 mtr,2880 RPM, 3 HP | TOSS PUMP | Chlorine House | 1 | M/s Achala Enginnering and Electronics | Temghar | Plant and Machinery | Found | No | 2023-12-28 | 2026-03-05 | B-1/09 For 2023-24 | 232662 | 232662 | Updated | achalaee@gamil.com | 8652270219/9819007193 | 15, Darshan Gas compound, Opposite New Englihs School Kalwa, Thane 400605 |  | clorination pump
Sofa Set (3+1+1) & Coffee Table | Supply of Sofa Set (3+1+1) & Coffee Table (As Bill Only for Counting Each Assets Consider Following Assets Its Complex Because They buy set and then it Spread Over) | Godrej | Rest House | 3 | Bhagirath Interiors | Temghar | Furniture and Fixture | Found | No | 2017-07-23 | 2026-02-15 | 2475 | 47900 | 143700 | Uploaded | bhagirathinteriors@gmail.com | 9930806006 | Manpada junction, Opp Titan Hospital, G.B Road, Thane(W) 400607 | 2017-18 | Make Combine Photo
1 Seater sofa No.1 & No.2 | 1 Seater sofa | Godrej | Rest House (Main Hall) | 2 | Bhagirath Interiors | Temghar | Furniture and Fixture | Found | No | 2017-07-23 | 2026-02-15 | 2475 | 47900 | 95800 | Uploaded | bhagirathinteriors@gmail.com | 9930806006 | Manpada junction, Opp Titan Hospital, G.B Road, Thane(W) 400607 | 2017-18 | 1 Seater sofa
1 Seater sofa No.3 | 1 Seater sofa | Godrej | Rest House (Main Hall) | 1 | Bhagirath Interiors | Temghar | Furniture and Fixture | Found | No | 2017-07-23 | 2026-02-15 | 2475 | 47900 | 47900 | Uploaded | bhagirathinteriors@gmail.com | 9930806006 | Manpada junction, Opp Titan Hospital, G.B Road, Thane(W) 400607 | 2017-18 | 1 Seater sofa
Sofa | 3 seater sofa No.1 | Godrej | Rest House (Main Hall) | 1 | Bhagirath Interiors | Temghar | Furniture and Fixture | Found | No | 2017-07-23 | 2026-02-15 | 2475 | 47900 | 47900 | Updated | bhagirathinteriors@gmail.com | 9930806006 | Manpada junction, Opp Titan Hospital, G.B Road, Thane(W) 400607 | 2017-18 | 3 Seater Sofa No.1
Sofa | 3 seater sofa No.2 | Godrej | Rest House (Main Hall) | 1 | Bhagirath Interiors | Temghar | Furniture and Fixture | Found | No | 2017-07-23 | 2026-02-15 | 2475 | 47900 | 47900 | Updated | bhagirathinteriors@gmail.com | 9930806006 | Manpada junction, Opp Titan Hospital, G.B Road, Thane(W) 400607 | 2017-18 | 3 Seater Sofa No.2
Sofa | 3 seater sofa No.3 | Godrej | Rest House (Main Hall) | 1 | Bhagirath Interiors | Temghar | Furniture and Fixture | Found | No | 2017-07-23 | 2026-02-15 | 2475 | 47900 | 47900 | Updated | bhagirathinteriors@gmail.com | 9930806006 | Manpada junction, Opp Titan Hospital, G.B Road, Thane(W) 400607 | 2017-18 | 3 Seater Sofa No.3
Air conditioner |  | Bluestar | Rest House (Main Hall) | 1 | NA | Temghar | Office Equipement | Found | No | NA | 2026-03-23 | NA | 0 | 0 | NA | NA | NA | NA | NA | Air conditioner
Dining table | Glass dining table , 6feet long and 2.5 feet width | godrej | Rest House (Main Hall) | 1 | Bhagirath Interiors | Temghar | Furniture and Fixture | Found | No | 2019-03-20 | 2026-01-23 | 0162-18/19, 0165-18/19 | 53908 | 53908 | Updated | bhagirathinteriors@gmail.com | 9930806006 | Manpada junction, Opp Titan Hospital, G.B Road, Thane(W) 400607 | 2018-19 | Dining table
Dining table chairs | wooden chairs for dining table | godrej | Rest House (Main Hall) | 8 | Bhagirath Interiors | Temghar | Furniture and Fixture | Found | No | 2019-03-20 | 2026-01-23 | 0162-18/19, 0165-18/19 | 8931 | 71448 | Updated | bhagirathinteriors@gmail.com | 9930806006 | Manpada junction, Opp Titan Hospital, G.B Road, Thane(W) 400607 | 2018-19 | wooden chairs for dining table
Air conditioner | BLUESTAR SPLIT AC ,1.5 TON | Bluestar | Rest House (Main Hall) | 1 | NA | Temghar | Office Equipement | Found | No | NA | 2026-03-23 | NA | 0 | 0 | NA | NA | NA | NA | NA | Epson Projector
Projector | Epson Projector | Epson | Rest House (Main Hall) | 1 | Green apple compunet | Temghar | Computer | Found | No | 2023-09-25 | 2026-01-10 | GAC-6000/2023-24 | 55440 | 55440 | Updated | computechgreen@gmail.com | 9022260222/9594248270 | Shop No.1,2 & 3, Gajanan Commercial Complex, Datta Mandir RD, Thane west 400601 | 2019-20 | Epson Projector
Celling fan | Supply of Ceiling Fan | crompton | Rest House (Main Hall) | 5 | M/s Power Engineer Corporation, Thane | Temghar | Electrical Fitting | Found | No | 2023-07-14 | 2026-03-04 | B-1/02 For 2023-24 | 4001 | 20005 | Updated | pjj.pec@gmail.com | 9820023829 | 6, Trimurti, Swanand Nagar, Beturkar Pada Kalyan West | 2023-24 | Supply of Ceiling Fan
Refrigerator | Refrigerator videocon | Videocon | Rest House (Main Hall) | 1 | NA | Temghar | Office Equipement | Found | No | NA | 2026-03-25 | NA | 0 | 0 |  | NA | NA | NA | NA | Refrigerator videocon
steel cupboard | 5.11 feet length, 2.9 feet width | Godrej | Rest House (Main Hall) | 1 | Classic Enterprises | Temghar | Furniture and Fixture | Found | No | 2019-05-29 | 2026-01-20 | 007/2019-20 | 34568.2314 | 34568.2314 | Updated | NA | NA | NA | 2019-20 | NA
steel cupboard | 5.11 feet length, 2.9 feet width | Godrej | Rest House (Main Hall) | 1 | Classic Enterprises | Temghar | Furniture and Fixture | Found | No | 2019-05-29 | 2026-01-20 | 007/2019-20 | 34568.2314 | 34568.2314 | Updated | NA | NA | NA | 2019-20 | NA
steel cupboard | 5.11 feet length, 2.9 feet width | Godrej | Rest House (Main Hall) | 1 | Classic Enterprises | Temghar | Furniture and Fixture | Found | No | 2019-05-29 | 2026-01-20 | 007/2019-20 | 34567.2314 | 34567.2314 | Updated | NA | NA | NA | 2019-20 | NA
Steel table | 6.2 feet length, 3.2 feet width | godrej | Rest House (Main Hall) | 1 | NA | Temghar | Furniture and Fixture | Found | No | NA | 2026-03-21 | NA | 0 | 0 |  | NA | NA | NA | NA | NA
Speaker | Artis BT600 multimedia trolley speaker | Artis | Rest House (Main Hall) | 1 | Green apple compunet | Temghar | Computer | Found | No | 2023-12-20 | 2026-01-10 | GAC-9044/2023-24 | 19305 | 19305 | Updated | computechgreen@gmail.com | 9022260222/9594248270 | Shop No.1,2 & 3, Gajanan Commercial Complex, Datta Mandir RD, Thane west 400601 | 2023-24 | NA
wooden cupboard | wooden Cupboard 2 Door (6.0 feet length, 2.9 feet width) | godrej | Rest house(Room.no.1) | 1 | Classic Enterprises | Temghar | Furniture and Fixture | Found | No | 2019-05-29 | 2026-01-23 | 007/2019-20 | 34568.2314 | 34568.2314 | Updated | NA | NA | NA | 2019-20 | Wooden cupboard
wooden bed No.1 | 7.2 feet length, 5.2 feet width | NA | Rest house(Room.no.1) | 1 | Bhagirath Interiors | Temghar | Furniture and Fixture | Found | No | 2019-03-20 | 2026-01-23 | 0162-18/19, 0165-18/19 | 62722 | 62722 | Updated | bhagirathinteriors@gmail.com | 9930806006 | Manpada junction, Opp Titan Hospital, G.B Road, Thane(W) 400607 | 2018-19 | Wooden Bed
Sofa | 3 Seater Cushioned Sofa | NA | Rest house(Room.no.2) | 1 | NA | Temghar | Office Equipement | Found | No | NA | 2026-03-25 | NA | 0 | 0 |  | NA | NA | NA | NA | 3 Seater Cushioned Sofa
wooden chair | wodden chair | NA | Rest house(Room.no.2) | 2 | Classic Enterprises | Temghar | Furniture and Fixture | Found | No | NA | 2026-03-21 | NA | 0 | 0 |  | NA | NA | NA | NA | wooden chair
Geyser | Supply of Geyser | bajaj | Rest house(Room.no.1) | 1 | NA | Temghar | Office Equipement | Found | No | NA | 2026-03-23 | NA | 0 | 0 |  | NA | NA | NA | NA | Gyser
Ceiling Fan | Supply of Ceiling Fan | NA | Rest house(Room.No.1) | 1 | M/s Power Engineer Corporation, Thane | Temghar | Electrical Fitting | Found | No | 2023-07-14 | 2026-03-04 | B-1/02 For 2023-24 | 4001 | 4001 | Updated | pjj.pec@gmail.com | 9820023829 | 6, Trimurti, Swanand Nagar, Beturkar Pada Kalyan West | 2023-24 | NA
mattress and pillow | mattress and 2 pillow | NA | Rest house(Room.no.1) | 1 | NA | Temghar | Furniture and Fixture | Found | No | NA | 2026-03-21 | NA | 0 | 0 |  | NA | NA | NA | NA | NA
Television set | Television set | Videocon | Rest house(Room.no.4) | 1 | NA | Temghar | Office Equipement | Found | Yes | NA | 2026-03-21 | NA | 0 | 0 |  | NA | NA | NA | NA | Television Set
Plastic Chair | Supply of Neelkamal Plastic Chair Model No. 2226 | Neelkamal | WTP Temghar | 97 | Kasturi steel furniture manufacturing LLP | Temghar | Furniture and Fixture | Found | No | 2025-01-21 | 2026-01-13 | 527-24-25 | 1400 | 135800 |  | kasturisteelfurniture@gmail.com | 9820797926 | Gala No 23D Acre, Kothari Compound, Chitalsar Manapada, Thane(W) 400607 | 2025-26 | NA
Plastic Chair | Supply of Neelkamal Plastic Chair Model No. 2226 | Neelkamal | Rest house(Room.no.2) | 1 | Kasturi steel furniture manufacturing LLP | Temghar | Furniture and Fixture | Found | No | 2025-01-21 | 2026-01-13 | 527-24-25 | 1400 | 1400 | Uploaded | kasturisteelfurniture@gmail.com | 9820797926 | Gala No 23D Acre, Kothari Compound, Chitalsar Manapada, Thane(W) 400607 | 2025-26 | NA
Plastic Chair | Supply of Neelkamal Plastic Chair Model No. 2226 | Neelkamal | New Pump House | 1 | Kasturi steel furniture manufacturing LLP | Temghar | Furniture and Fixture | Found | No | 2025-01-21 | 2026-01-13 | 527-24-25 | 1400 | 1400 | Uploaded | kasturisteelfurniture@gmail.com | 9820797926 | Gala No 23D Acre, Kothari Compound, Chitalsar Manapada, Thane(W) 400607 | 2025-26 | NA
Plastic Chair | Supply of Neelkamal Plastic Chair Model No. 2226 | Neelkamal | Rest House (Main Hall) | 1 | Kasturi steel furniture manufacturing LLP | Temghar | Furniture and Fixture | Found | No | 2025-01-21 | 2026-01-13 | 527-24-25 | 1400 | 1400 | Uploaded | kasturisteelfurniture@gmail.com | 9820797926 | Gala No 23D Acre, Kothari Compound, Chitalsar Manapada, Thane(W) 400607 | 2025-26 | NA
Plastic Chair | Supply of Neelkamal Plastic Chair Model No. 2226 | Neelkamal | WTP Temghar | 3 | Kasturi steel furniture manufacturing LLP | Temghar | Furniture and Fixture | Found | Yes | 2025-08-30 | 2026-01-13 | 404-25/25 | 1275 | 3825 |  | kasturisteelfurniture@gmail.com | 9820797926 | Gala No 23D Acre, Kothari Compound, Chitalsar Manapada, Thane(W) 400607 | 2025-26 | NA
Plastic Chair | Plastic chair | neelkamal | WTP Temghar | 1 | Kasturi steel furniture manufacturing LLP | Temghar | Furniture and Fixture | Found | Yes | 2025-08-30 | 2026-01-13 | 404-25/25 | 1275 | 1275 |  | kasturisteelfurniture@gmail.com | 9820797926 | Gala No 23D Acre, Kothari Compound, Chitalsar Manapada, Thane(W) 400607 | 2025-26 | NA
wooden bed No.2 | 7.2 feet length, 5.2 feet width | NA | Rest house(Room.no.2) | 1 | Bhagirath Interiors | Temghar | Furniture and Fixture | Found | No | 2019-03-20 | 2026-01-23 | 0162-18/19, 0165-18/19 | 62722 | 62722 | Updated | bhagirathinteriors@gmail.com | 9930806006 | Manpada junction, Opp Titan Hospital, G.B Road, Thane(W) 400607 | 2018-19 | Wooden Bed
wooden desk small | 1.3 feet length, 1.2 feet width | godrej | Rest house(Room.no.2) | 2 | Bhagirath Interiors | Temghar | Furniture and Fixture | Found | No | NA | 2026-03-21 | NA | 0 | 0 |  | bhagirathinteriors@gmail.com | 9930806006 | Manpada junction, Opp Titan Hospital, G.B Road, Thane(W) 400607 | NA | Wooden Desk Small
Air conditioner | Supply of Split type variable speed inverter technology room Air conditioner 250V 1.5TON | Emperia | Rest house(Room.no.2) | 1 | M/s Power Engineer Corporation | Temghar | Office Equipement | Found | No | 2019-03-23 | 2026-03-23 | B-1/53 For 2019-20 | 45657.02 | 45657.02 |  | pjj.pec@gmail.com | 9820023829 | 6, Trimurti, Swanand Nagar, Beturkar Pada Kalyan West | 2019-20 | NA
Geyser | Supply of Geyser | Solarium | Rest house(Room.no.2) | 1 | NA | Temghar | Office Equipement | Found | No | NA | 2026-03-23 | NA | 0 | 0 |  | NA | NA | NA | NA | Gyser
wooden bed No.3 | 7.2 feet length, 5.2 feet width | NA | Rest house(Room.no.3) | 1 | Bhagirath Interiors | Temghar | Furniture and Fixture | Found | No | 2019-03-20 | 2026-01-23 | 0162-18/19, 0165-18/19 | 62722 | 62722 | Updated | bhagirathinteriors@gmail.com | 9930806006 | Manpada junction, Opp Titan Hospital, G.B Road, Thane(W) 400607 | 2018-19 | wooden bed
Sofa | Supply of 3 seater sofa brown color Provided at rest House (Room No.3) | Godrej | Rest house(Room.no.3) | 1 | Bhagirath Interiors | Temghar | Furniture and Fixture | Found | No | 2017-03-22 | 2026-02-03 | 2475 | 47900 | 47900 | Updated | bhagirathinteriors@gmail.com | 9930806006 | Manpada junction, Opp Titan Hospital, G.B Road, Thane(W) 400607 | NA | 3 seater sofa
wooden desk | wooden desk | NA | Rest house(Room.no.3) | 1 | NA | Temghar | Furniture and Fixture | Found | No | NA | 2026-03-21 | NA | 0 | 0 |  | NA | NA | NA | NA | wooden desk small
cushion chair | 1 seater cushion chair | NA | Rest house(Room.No.3) | 2 |  | Temghar | Furniture and Fixture | Found | No |  |  |  | 0 | 0 | [5 empty] | 1 seater cushioned chair
mini glass table | mini glass table | godrej | Rest house(Room.no.3) | 1 | NA | Temghar | Furniture and Fixture | Found | No | NA | 2026-03-21 | NA | 0 | 0 |  | NA | NA | NA | NA | mini glass table
Air conditioner | Supply of Split type variable speed inverter technology room Air conditioner 250V 1.5TON | Emperia | Rest house(Room.no.3) | 1 | M/s Power Engineer Corporation | Temghar | Office Equipement | Found | No | 2019-03-23 | 2026-03-23 | B-1/53 For 2019-20 | 45657.02 | 45657.02 |  | pjj.pec@gmail.com | 9820023829 | 6, Trimurti, Swanand Nagar, Beturkar Pada Kalyan West | 2019-20 | Celling fan
Geyser | Supply of Geyser | Bajaj | Rest house(Room.no.3) | 1 | NA | Temghar | Office Equipement | Found | No | NA | 2026-03-23 | NA | 0 | 0 |  | NA | NA | NA | NA | geyser
Ceiling Fan | Supply of Ceiling Fan | crompton | Rest house(Room.No.3) | 1 | M/s Power Engineer Corporation, Thane | Temghar | Electrical Fitting | Found | No | 2023-07-14 | 2026-03-04 | B-1/02 For 2023-24 | 4001 | 4001 | Updated | pjj.pec@gmail.com | 9820023829 | 6, Trimurti, Swanand Nagar, Beturkar Pada Kalyan West | 2023-24 | NA
cushion chair | 1 seater cushion chair | Godrej | Rest house(Room.No.4) | 1 |  | Temghar | Furniture and Fixture | Found | No |  |  |  | 0 | 0 | [5 empty] | 1 seater cushion chair
wooden Table | 6.0 feet length, 2.9 feet width | godrej | Rest house(Room.no.4) | 1 | NA | Temghar | Furniture and Fixture | Found | No | NA | 2026-03-21 | NA | 0 | 0 |  | NA | NA | NA | NA | NA
Ceiling Fan | Supply of Ceiling Fan | crompton | Rest house(Room.No.4) | 1 | M/s Power Engineer Corporation, Thane | Temghar | Electrical Fitting | Found | No | 2023-07-14 | 2026-03-04 | B-1/02 For 2023-24 | 4001 | 4001 | Updated | pjj.pec@gmail.com | 9820023829 | 6, Trimurti, Swanand Nagar, Beturkar Pada Kalyan West | 2023-24 | NA
tubelight | Inverter LED Batten 20 W tubelight 2yrs Warranty | Philips | Rest house(Room.No.4) | 4 | M/s Power Engineer Corporation, Thane | Temghar | Electrical Fitting | Found | No | 2023-07-14 | 2026-03-04 | B-1/02 For 2023-24 | 1169.7 | 4678.8 |  | pjj.pec@gmail.com | 9820023829 | 6, Trimurti, Swanand Nagar, Beturkar Pada Kalyan West | 2023-24 | NA
Electric lawn mower | sr no.49809,880 RPM,8 HP | NA | Rest House Area | 1 |  | Temghar | Plant and Machinery | Found | No |  |  |  |  | 0 | [5 empty] | NA
Television set | Television set | Videocon | Rest house (terrace) | 1 | NA | Temghar | Office Equipement | Found | Yes | NA | 2026-03-21 | NA | 0 | 0 |  | NA | NA | NA | NA | NA
Ceiling Fan | Celling fan | crompton | Rest house (terrace) | 2 | M/s Power Engineer Corporation, Thane | Temghar | Electrical Fitting | Found | No | 2023-07-14 | 2026-03-04 | B-1/02 For 2023-24 | 4001 | 8002 | Updated | pjj.pec@gmail.com | 9820023829 | 6, Trimurti, Swanand Nagar, Beturkar Pada Kalyan West | 2023-24 | NA
tubelight | Inverter LED Batten 20 W tubelight 2yrs Warranty | Philips | Rest house (terrace) | 10 | M/s Power Engineer Corporation, Thane | Temghar | Electrical Fitting | Found | No | 2023-07-14 | 2026-03-04 | B-1/02 For 2023-24 | 1169.7 | 11697 |  | pjj.pec@gmail.com | 9820023829 | 6, Trimurti, Swanand Nagar, Beturkar Pada Kalyan West | 2023-24 | NA
Electric lawn mower | 50 HZ,460MM width,sr no.0300089 | NA | Rest House Area | 1 |  | Temghar | Plant and Machinery | Found | No |  |  |  |  | 0 | [5 empty] | NA
Manual lawn mower | manual lawn mower | NA | Rest House Area | 2 |  | Temghar | Plant and Machinery | Found | yes |  |  |  |  | 0 | [5 empty] | NA
Electric lawn mower | 50-60 HZ, 400W,sr no.0044774 | makita | Rest House Area | 2 | M/S SACHIN RASAL | Temghar | Office Equipement | Found | No | 2017-10-25 | 2026-01-23 | D1-34 For 2017-18 | 135535.8889 | 271071.7778 | Updated | NA | NA | NA | 2017-18 | NA
Computer System | Supply of All in one Computer of Lenovo NEO 30a | Lenovo | Sectional Engineer (Civil) Cabin | 1 | Green apple compunet | Temghar | Computer | Found | No | 2024-07-22 | 2026-01-19 | GAC-003800/24-25 | 52100 | 52100 | Updated | computechgreen@gmail.com | 9022260222/9594248270 | Shop No.1,2 & 3, Gajanan Commercial Complex, Datta Mandir RD, Thane west 400601 | 2024-25 | Lenovo Desktop
Printer | HP Laserjet P1108 Printer | HP | Sectional Engineer (Civil) Cabin | 1 | Green apple compunet | Temghar | Computer | Found | No | 2023-09-22 | 2026-01-10 | GAC-5874/2023-24 | 13516 | 13516 | Updated | computechgreen@gmail.com | 9022260222/9594248270 | Shop No.1,2 & 3, Gajanan Commercial Complex, Datta Mandir RD, Thane west 400601 | 2023-24 | HP Printer
UPS | Artis Powersafe 1000ECO UPS (Sr. No. VP062416949AR) | Artis | New Pump House | 1 | Green apple compunet | Temghar | Computer | Found | No | 2024-08-08 | 2026-07-12 | GAC-007487/24-25 | 5600 | 5600 | Updated | computechgreen@gmail.com | 9022260222/9594248270 | Shop No.1,2 & 3, Gajanan Commercial Complex, Datta Mandir RD, Thane west 400601 | 2023-24 | Artis UPS
UPS | Artis Powersafe 1000ECO UPS (Sr. No. VP062416950AR) | Artis | Clerk Office | 1 | Green apple compunet | Temghar | Computer | Found | No | 2024-08-08 | 2026-07-12 | GAC-007487/24-25 | 5600 | 5600 | Uploaded | computechgreen@gmail.com | 9022260222/9594248270 | Shop No.1,2 & 3, Gajanan Commercial Complex, Datta Mandir RD, Thane west 400601 | 2023-24 | Artis UPS
UPS | Artis Powersafe 1000ECO UPS (Sr. No. VP062415873AR) | Artis | Sectional Engineer (Civil) Cabin | 1 | Green apple compunet | Temghar | Computer | Found | No | 2024-08-08 | 2026-07-12 | GAC-007487/24-25 | 5600 | 5600 | Updated | computechgreen@gmail.com | 9022260222/9594248270 | Shop No.1,2 & 3, Gajanan Commercial Complex, Datta Mandir RD, Thane west 400601 | 2023-24 | Artis UPS
Air conditioner | BLUESTAR SPLIT AC ,1 TON | Bluestar | Sectional Engineer (Civil) Cabin | 1 | NA | Temghar | Office Equipement | Found | No | NA | 2026-03-23 | NA | 0 | 0 | NA | NA | NA | NA | NA | BLUESTAR SPLIT AC ,1 TON
Wooden desk | 5.11 feet length, 2.5 feet width | Godrej | Sectional Engineer (Civil) Cabin | 1 | Bhagirath interiors | Temghar | Furniture and Fixture | Found | No | 2023-02-11 | 2026-03-25 | 11-23/24 | 9971 | 9971 |  | bhagirathinteriors@gmail.com | 9930806009 | Manpada junction, Opp Titan Hospital, G.B Road, Thane(W) 400610 | 2023-24 | Wooden desk
Office Chair [Mid back chair] | Supply of Mid Back chair | Orbit | Sectional Engineer (Civil) Cabin | 1 | Bhagirath interiors | Temghar | Furniture and Fixture | Found | No | 2023-02-11 | 2026-01-10 | 11-23/24 | 8201 | 8201 | Uploaded | bhagirathinteriors@gmail.com | 9930806009 | Manpada junction, Opp Titan Hospital, G.B Road, Thane(W) 400610 | 2023-24 | Office Chair
Visitng Cushion Chair | Orbit Fix Legged Mesh chair | Godrej | Sectional Engineer (Civil) Cabin | 3 | Bhagirath interiors | Temghar | Furniture and Fixture | Found | No | 2023-02-11 | 2026-01-10 | 11-23/24 | 7611 | 22833 | Updated | bhagirathinteriors@gmail.com | 9930806009 | Manpada junction, Opp Titan Hospital, G.B Road, Thane(W) 400610 | 2023-24 | Visitng Cushion Chair
Ceiling Fan | Supply of Ceiling Fan | crompton | Sectional Engineer (Civil) Cabin | 1 | M/s Power Engineer Corporation, Thane | Temghar | Electrical Fitting | Found | No | 2023-07-14 | 2026-03-04 | B-1/02 For 2023-24 | 4001 | 4001 | Updated | pjj.pec@gmail.com | 9820023829 | 6, Trimurti, Swanand Nagar, Beturkar Pada Kalyan West | 2023-24 | Ceiling Fan
Laptop | Supply of HP 15 S-FR2515TU | HP | Sectional Engineer (Electrical) Cabin | 1 | Global Enterprises | Temghar | Computer | Found | No | 2023-08-13 | 2026-02-17 | 104 | 50000 | 50000 | Updated | globalentp13@gmail.com | 9324349923 | 09, Risbud house siddhivinayak shopping center, opp bata showroom near jambhali naka station road, Thane (W) 400601 | NA | Laptop
Printer | HP Laserjet 1020 Printer | HP | Sectional Engineer (Electrical) Cabin | 1 | Archies Enterprises | Temghar | Computer | Found | No | 2012-03-31 | 2026-02-12 | 3172 | 22570 | 22570 | Updated | NA | NA | 104 Rameshwar Co-op Hos. Society | 2012-11 | HP Printer
Office Chair | Supply of Mid Back chair | Orbit | Sectional Engineer (Electrical) Cabin | 1 | Bhagirath interiors | Temghar | Furniture and Fixture | Found | No | 2023-02-11 | 2026-01-10 | 11-23/24 | 8201 | 8201 | Uploaded | bhagirathinteriors@gmail.com | 9930806009 | Manpada junction, Opp Titan Hospital, G.B Road, Thane(W) 400610 | 2023-24 | Office Chair
Visitng Cushion Chair | Orbit Fix Legged Mesh chair | GODREJ | Sectional Engineer (Electrical) Cabin | 4 | Bhagirath interiors | Temghar | Furniture and Fixture | Found | No | 2023-02-11 | 2026-01-10 | 11-23/24 | 7611 | 30444 | Updated | bhagirathinteriors@gmail.com | 9930806009 | Manpada junction, Opp Titan Hospital, G.B Road, Thane(W) 400610 | 2023-24 | Visitng Cushion Chair
Wooden desk | 4.11 feet length, 2.5 feet width | GODREJ | Sectional Engineer (Electrical) Cabin | 1 | Bhagirath interiors | Temghar | Furniture and Fixture | Found | No | 2023-02-11 | 2026-03-25 | 11-23/24 | 9971 | 9971 |  | bhagirathinteriors@gmail.com | 9930806009 | Manpada junction, Opp Titan Hospital, G.B Road, Thane(W) 400610 | 2023-24 | Wooden desk
Air conditioner | BLUESTAR SPLIT AC ,1 TON | Bluestar | Sectional Engineer (Electrical) Cabin | 1 | NA | Temghar | Office Equipement | Found | No | 2023-02-11 | 2026-03-23 | NA | 0 | 0 | NA | bhagirathinteriors@gmail.com | 9930806009 | Manpada junction, Opp Titan Hospital, G.B Road, Thane(W) 400610 | 2023-24 | Air conditioner
Ceiling Fan | Supply of Ceiling Fan | crompton | Sectional Engineer (Electrical) Cabin | 1 | M/s Power Engineer Corporation, Thane | Temghar | Electrical Fitting | Found | No | 2023-02-11 | 2026-03-04 | B-1/02 For 2023-24 | 4001 | 4001 | Updated | bhagirathinteriors@gmail.com | 9930806009 | Manpada junction, Opp Titan Hospital, G.B Road, Thane(W) 400610 | 2023-24 | Celling fan
3 wooden drawer mini rack | 3 wooden drawer mini rack | NA | Sectional Engineer (Electrical) Cabin | 1 | NA | Temghar | Furniture and Fixture | Found | No | NA | 2026-03-20 |  | 0 | 0 |  | NA | NA | NA | NA | 3 wooden drawer mini rack
Laptop | Supply of Laptop Dell Inspiron 3511 | Dell | Deputy Engineer (Mech) Cabin | 1 | Archies Enterprises | Temghar | Computer | Found | No | 2022-03-03 | 2025-12-31 | AR-21519 | 57820 | 57820 | Updated | NA | NA | 104 Rameshwar Co-op Hos. Society | 2022-23
Computer System | Supply of All in one Computer of Lenovo NEO 30a | Lenovo | Deputy Engineer (Mech) Cabin | 1 | Green apple compunet | Temghar | Computer | Found | No | 2024-07-22 | 2026-01-19 | GAC-003800/24-25 | 52100 | 52100 | Updated | computechgreen@gmail.com | 9022260222/9594248270 | Shop No.1,2 & 3, Gajanan Commercial Complex, Datta Mandir RD, Thane west 400601 | 2024-25 | Desktop
Printer | EPSON L14150 Printer | Epson | Deputy Engineer (Mech) Cabin | 1 | Archies Enterprises | Temghar | Computer | Found | No | 2022-02-28 | 2025-12-31 | AR-22172 | 16556 | 16556 | Updated | NA | NA | 104 Rameshwar Co-op Hos. Society | 2022-23 | EPSON Printer
Air conditioner | BLUESTAR SPLIT AC ,1.5 TON | Bluestar | Deputy Engineer (Mech) Cabin | 1 | Mana Electric and Engineering Services | Temghar | Office Equipement | Found | No | 2016-11-08 | 2026-01-23 | B1-23 For 2016-17 | 46611.6 | 46611.6 | Updated | adarsh@madrecha.com | 0251 269 3222 | HEEL NEST BUILDING GROUND FLOOR KATRAP ROAD BADLAPUR Maharashtra | 2016-17 | Air conditioner
Office Chair [Mid back chair] | Supply of Mid Back chair | Orbit | Deputy Engineer (Mech) Cabin | 1 | Bhagirath interiors | Temghar | Furniture and Fixture | Found | No | 2023-02-11 | 2026-01-10 | 11-23/24 | 8201 | 8201 | Uploaded | bhagirathinteriors@gmail.com | 9930806009 | Manpada junction, Opp Titan Hospital, G.B Road, Thane(W) 400610 | 2023-24 | Office Chair
Visitng Cushion Chair | Orbit Fix Legged Mesh chair | GODREJ | Deputy Engineer (Mech) Cabin | 6 | Bhagirath interiors | Temghar | Furniture and Fixture | Found | No | 2023-02-11 | 2026-01-10 | 11-23/24 | 7611 | 45666 | Uploaded | bhagirathinteriors@gmail.com | 9930806009 | Manpada junction, Opp Titan Hospital, G.B Road, Thane(W) 400610 | 2023-24 | Visitng Cushion Chair
Wooden desk | 5.11 feet length, 2.5 feet width | GODREJ | Deputy Engineer (Mech) Cabin | 1 | Bhagirath interiors | Temghar | Furniture and Fixture | Found | No | 2023-02-11 | 2026-03-25 | 11-23/24 | 9971 | 9971 |  | bhagirathinteriors@gmail.com | 9930806009 | Manpada junction, Opp Titan Hospital, G.B Road, Thane(W) 400610 | 2023-24 | Wooden desk
Ceiling Fan | Supply of Ceiling Fan | NA | Deputy Engineer (Mech) Cabin | 1 | M/s Power Engineer Corporation, Thane | Temghar | Electrical Fitting | Found | No | 2023-02-11 | 2026-03-04 | B-1/02 For 2023-24 | 4001 | 4001 | Updated | bhagirathinteriors@gmail.com | 9930806009 | Manpada junction, Opp Titan Hospital, G.B Road, Thane(W) 400610 | 2023-24 | Celling fan
LCD Smart TV big size | Supply of 55" Professional LED Display with 1920 x 1080 (Full HD) Display Smart TV Samsung | Samsung | Main Gate (Security Cabin) | 1 | M/s Trafitek Solutions Pvt. Ltd. Thane | Temghar | Computer | Found | No | 2023-02-11 | 2026-02-16 | B-1/67 For 2023-24 | 70083 | 70083 | Updated | bhagirathinteriors@gmail.com | 9930806009 | Manpada junction, Opp Titan Hospital, G.B Road, Thane(W) 400610 | 2023-24
LCD Smart TV big size | Supply of 55" Professional LED Display with 1920 x 1080 (Full HD) Display Smart TV Samsung | Samsung | Deputy Engineer (Mech) Cabin | 1 | M/s Trafitek Solutions Pvt. Ltd. Thane | Temghar | Computer | Found | No | 2024-06-03 | 2026-02-16 | B-1/67 For 2023-24 | 70083 | 70083 | Updated | tsplhq@trafitek.com | 225316608 | ZENIA, 3rd Floor, 305, Hiranandani Estate, Next to Arcadia, G.B Road, Thane [West] 400607 | 2023-24
Wooden desk | 4.11 feet length, 2.5 feet width | Godrej | Cabin no.4 | 1 | Maharashtra Small Scale Industries Development Corporation Limited (M.S.S.I.D.C) | Temghar | Furniture and Fixture | Found | No | 2014-02-14 | 2026-02-26 | STEM/SB/422 | 3174 | 3174 | Updated |  |  |  |  | Wooden desk
Ceiling Fan | Supply of Ceiling Fan | crompton | Cabin No.4 | 1 | M/s Power Engineer Corporation, Thane | Temghar | Electrical Fitting | Found | No | 2023-07-14 | 2026-03-04 | B-1/02 For 2023-24 | 4001 | 4001 | Updated | pjj.pec@gmail.com | 9820023829 | 6, Trimurti, Swanand Nagar, Beturkar Pada Kalyan West | 2023-24 | Celling fan
Steel Cupboard | 6.3 feet length, 2.11 feet width | Godrej | Cabin no.4 | 1 | Maharashtra Small Scale Industries Development Corporation Limited (M.S.S.I.D.C) | Temghar | Furniture and Fixture | Found | No | 2019-06-13 | 2026-02-26 | 8 | 10550 | 10550 | Updated | adminmssidc-mh@mah.gov.in | 022-22611121 | Plot No. D-10, Road No. 33 Wagle Indl. Estate, Indira Nagar, thane 400604 |  | Steel Cupboard
Wooden Table | Supply of Wooden brown table | Godrej | Cabin no.4 | 1 | Maharashtra Small Scale Industries Development Corporation Limited (M.S.S.I.D.C) | Temghar | Furniture and Fixture | Found | No | 2014-02-14 | 2026-02-26 | STEM/SB/422 | 3174 | 3174 | Updated |  |  |  |  | Wooden Table
Computer System | Lenovo Moniter zebronics CPU | Lenovo | Cabin no.4 | 1 | Green apple compunet | Temghar | Computer | Found | No | 2023-06-19 | 2026-02-09 | GAC-2614/2023-24 | 58500 | 58500 | Updated | computechgreen@gmail.com | 9022260222/9594248270 | Shop No.1,2 & 3, Gajanan Commercial Complex, Datta Mandir RD, Thane west 400601 | 2023-24 | Lenovo Moniter
LCD Smart TV big size | Supply of 55" Professional LED Display with 1920 x 1080 (Full HD) Display Smart TV Samsung | Samsung | Office hall | 1 | M/s Trafitek Solutions Pvt. Ltd. Thane | Temghar | Computer | Found | No | 2024-06-03 | 2026-02-16 | B-1/67 For 2023-24 | 70083 | 70083 | Uploaded | tsplhq@trafitek.com | 225316608 | ZENIA, 3rd Floor, 305, Hiranandani Estate, Next to Arcadia, G.B Road, Thane [West] 400607 | 2023-24 | LED Smart TV big size
2 seater sofa No.1 | 2 seater sofa (Cushonied Sofa Brown Color) | Godrej | Office hall | 1 | Classic Enterprises | Temghar | Furniture and Fixture | Found | No | 2019-05-29 | 2026-01-20 | 007/2019-20 | 24319.7714 | 24319.7714 | Uploaded | NA | NA | NA | 2019-20 | sofa 2 seater Brown Color
2 seater sofa No.2 | 2 seater sofa (Cushonied Sofa Brown Color) | Godrej | Office hall | 1 | Classic Enterprises | Temghar | Furniture and Fixture | Found | No | 2019-05-29 | 2026-01-20 | 007/2019-20 | 24319.7714 | 24319.7714 | Uploaded | NA | NA | NA | 2019-20 | sofa 2 seater Brown Color
Glass Tea Poy Table | glass table | godrej | Office hall | 1 | Classic Enterprises | Temghar | Furniture and Fixture | Found | No | 2019-05-29 | 2026-01-23 | 007/2019-20 | 15697 | 15697 | Updated | NA | NA | NA | 2019-20 | Glass Tea Poy Table
Ceiling Fan | Supply of Ceiling Fan | crompton | Office hall | 2 | M/s Power Engineer Corporation, Thane | Temghar | Electrical Fitting | Found | No | 2023-07-14 | 2026-03-04 | B-1/02 For 2023-24 | 4001 | 8002 | Updated | pjj.pec@gmail.com | 9820023829 | 6, Trimurti, Swanand Nagar, Beturkar Pada Kalyan West | 2023-24 | Celling fan
Printer | M126 MW Printer | HP | Clerk Office | 1 | Archies Enterprises | Temghar | Computer | Found | No | 2012-03-31 | 2026-02-12 | 3172 | 22570 | 22570 | Updated | NA | NA | 104 Rameshwar Co-op Hos. Society | 2012-13 | HP Printer
Printer | HP Laserjet P1108 Printer | HP | Clerk Office | 1 | Green apple compunet | Temghar | Computer | Found | No | 2023-09-22 | 2026-01-10 | GAC-5874/2023-24 | 13516 | 13516 | Updated | computechgreen@gmail.com | 9022260222/9594248270 | Shop No.1,2 & 3, Gajanan Commercial Complex, Datta Mandir RD, Thane west 400601 | 2023-24 | Printer
Computer System | LG Moniter and Zebronics CPU (sr no.302PMN014975) | LG | Clerk Office | 1 | Life Arc Solutions | Temghar | Computer | Found | No | 2022-07-05 | 2026-02-15 | LAS-3003 | 54800 | 54800 | Updated | NA | NA | 501 Aadeshwar Darshan CHS, Ram Maruti Road, Naupada, Thane 400602 | 2022-23
Computer System | LG Moniter and Zebronics CPU (sr no.302PMN014976) | LG | Clerk Office | 1 | Life Arc Solutions | Temghar | Computer | Found | No | 2022-07-08 | 2026-02-15 | LAS-3004 | 54800 | 54800 | Updated | NA | NA | 501 Aadeshwar Darshan CHS, Ram Maruti Road, Naupada, Thane 400602 | 2022-23
Wooden desk | 4.11 feet length, 2.5 feet width | Godrej | Clerk Office | 2 | Maharashtra Small Scale Industries Development Corporation Limited (M.S.S.I.D.C) | Temghar | Furniture and Fixture | Found | No | 2018-03-27 | 2026-02-26 | 180029 | 7950 | 15900 | Updated | adminmssidc-mh@mah.gov.in | 022-22611121 | Plot No. D-10, Road No. 33 Wagle Indl. Estate, Indira Nagar, thane 400604 |  | Wooden desk
Large Rectangle Table | 5.11 feet length, 1.6 feet width | NA | Clerk Office | 1 | Maharashtra Small Scale Industries Development Corporation Limited (M.S.S.I.D.C) | Temghar | Furniture and Fixture | Found | No | 2020-08-12 | 2026-02-26 | 2602 | 13150 | 13150 | Updated | adminmssidc-mh@mah.gov.in | 022-22611121 | Plot No. D-10, Road No. 33 Wagle Indl. Estate, Indira Nagar, thane 400604 |  | Large Rectangle Table
Metal Office Table | Supply of Metal Table 4x2 | NA | Clerk Office | 1 | Bhagirath interiors | Temghar | Furniture and Fixture | Found | No | 2023-02-11 | 2026-01-10 | 11-23/24 | 8150 | 8150 | Updated | bhagirathinteriors@gmail.com | 9930806009 | Manpada junction, Opp Titan Hospital, G.B Road, Thane(W) 400610 | 2023-24 | Table Small Size
Office Chair [Mid back chair] | Supply of Mid Back chair | Orbit | Clerk Office | 2 | Bhagirath interiors | Temghar | Furniture and Fixture | Found | No | 2023-02-11 | 2026-01-10 | 11-23/24 | 8201 | 16402 | Uploaded | bhagirathinteriors@gmail.com | 9930806006 | Manpada junction, Opp Titan Hospital, G.B Road, Thane(W) 400607 | 2023-24 | Office Chair
Visitng Cushion Chair | Orbit Fix Legged Mesh chair | Orbit | Clerk Office | 3 | Bhagirath interiors | Temghar | Furniture and Fixture | Found | No | 2023-02-11 | 2026-01-10 | 11-23/24 | 7611 | 22833 | Uploaded | bhagirathinteriors@gmail.com | 9930806006 | Manpada junction, Opp Titan Hospital, G.B Road, Thane(W) 400607 | 2023-24 | Visitng Cushion Chair
Ceiling Fan | Supply of Ceiling Fan | havells | Clerk Office | 4 | M/s Power Engineer Corporation, Thane | Temghar | Electrical Fitting | Found | No | 2023-07-14 | 2026-03-04 | B-1/02 For 2023-24 | 4001 | 16004 | Updated | pjj.pec@gmail.com | 9820023829 | 6, Trimurti, Swanand Nagar, Beturkar Pada Kalyan West | 2023-24 | Celling fan
Air conditioner | Onida SPLIT AC ,1 TON | Onida | Clerk Office | 1 | NA | Temghar | Office Equipement | Found | No | NA | 2026-03-23 | NA | 0 | 0 | NA | NA | NA | NA | NA | Air conditioner
Steel Cupboard Large Size | 6.3 feet length, 2.11 feet width | Godrej | Clerk Office | 2 | Maharashtra Small Scale Industries Development Corporation Limited (M.S.S.I.D.C) | Temghar | Furniture and Fixture | Found | No | 2014-03-29 | 2026-02-26 | 148 | 6920 | 13840 | Updated | adminmssidc-mh@mah.gov.in | 022-22611121 | Plot No. D-10, Road No. 33 Wagle Indl. Estate, Indira Nagar, thane 400604 |  | Steel Cupboard Large Size
Biometric machine | Biometric machine | ESSL | Telephone Operator Room | 2 | Tutis Technologies Pvt Ltd | Temghar | Computer | Found | No | 2012-08-14 | 2026-01-20 |  | 23062 | 46124 | Updated |  |  |  |  | Biometric machine
Flow Display/Meter | Supply Install and Commission of electromagnetic Flow Meter (EMF) for size 900mm & 1000mm Including Sensor (900mm Nominal Diameter Flowmeter) | Krohne | Telephone Operator Room | 1 | M/s E-Link Software Technologies Pvt Ltd | Temghar | Office Equipement | Found | No | 2022-03-09 | 2026-03-23 | B-1/21 For 2021-22 | 720379.5 | 720379.5 |  | accounts@elinktechnologies.net | 91 -22-26433533/198 | Redg Office : 50/2365, Vijaydeep CHS Ltd., Opp. MIG Cricket Club, Bandra €, Mumbai 400051 ¦ Branch Office : CS/45, 2nd Floor, Metro Plaza, Behind Metro Junction Mall, Netivali, Kalyan - 421306 | 2021-22 | Flow DISPLAY
Computer System | LG Desktop and Zebronics CPU | LG | Telephone Operator Room | 1 | M/S CD Infoware | Temghar | Computer | Found | No | 2016-10-07 | 2026-02-15 | 816128 | 26460 | 26460 | Updated | NA | 91 22 2432 5589 | 225, Prabhadevi Unique Ind. Estate, Off Veer Savarkar Marg, Prabhadevi, Mumbai - 400 025 | 2016-17 | LG Desktop
UPS | Artis Powersafe 1000ECO UPS (Sr. No. VP06241874AR) | Artis | Telephone Operator Room | 1 | Green apple compunet | Temghar | Computer | Found | No | 2024-08-08 | 2026-07-12 | GAC-007487/24-25 | 5600 | 5600 | Updated | computechgreen@gmail.com | 9022260222/9594248270 | Shop No.1,2 & 3, Gajanan Commercial Complex, Datta Mandir RD, Thane west 400601 | 2023-24 | UPS
Office Chair [Mid back chair] | Supply of Mid Back chair | Orbit | Telephone Operator Room | 1 | Bhagirath interiors | Temghar | Furniture and Fixture | Found | No | 2023-02-11 | 2026-01-10 | 11-23/24 | 8201 | 8201 | Uploaded | bhagirathinteriors@gmail.com | 9930806006 | Manpada junction, Opp Titan Hospital, G.B Road, Thane(W) 400607 | 2023-24 | NA
Visitor Cushion Chair | Cushion Chair | NA | Telephone Operator Room | 1 | Bhagirath interiors | Temghar | Furniture and Fixture | Found | No | 2023-02-11 | 2026-01-10 | 11-23/24 | 7611 | 7611 | Uploaded | bhagirathinteriors@gmail.com | 9930806006 | Manpada junction, Opp Titan Hospital, G.B Road, Thane(W) 400607 | 2023-24 | NA
Steel Writing Table | Supply of Steel Writing Table size 1200 x 600 x 750 mm | NA | Telephone Operator Room | 1 | Maharashtra Small Scale Industries Development Corporation Limited (M.S.S.I.D.C) | Temghar | Furniture and Fixture | Found | No | 2014-02-14 | 2026-02-23 | STEM/SB/422 | 3174 | 3174 |  | adminmssidc-mh@mah.gov.in | 022-22611121 | Plot No. D-10, Road No. 33 Wagle Indl. Estate, Indira Nagar, thane 400604 |  | Wooden desk
Ceiling Fan | Supply of Ceiling Fan | crompton | Telephone Operator Room | 1 | M/s Power Engineer Corporation, Thane | Temghar | Electrical Fitting | Found | No | 2023-07-14 | 2026-03-04 | B-1/02 For 2023-24 | 4001 | 4001 | Updated | pjj.pec@gmail.com | 9820023829 | 6, Trimurti, Swanand Nagar, Beturkar Pada Kalyan West | 2023-24 | NA
Inverter with dual Battery | Microtex 200AH Battery | Microtex | Mankoli MBR | 2 | M/s Trafitek Solutions Pvt. Ltd. Thane | Mankoli MBR | Computer | Found | No | 2024-06-03 | 2026-02-16 | B-1/67 For 2023-24 | 23119 | 46238 | Updated | tsplhq@trafitek.com | 225316608 | ZENIA, 3rd Floor, 305, Hiranandani Estate, Next to Arcadia, G.B Road, Thane [West] 400607 | 2023-24
Microtex Battery Tabular 12V Inverter Battary | Microtex 200AH Battery | luminous | Telephone Operator Room | 1 | M/s Trafitek Solutions Pvt. Ltd. Thane | Temghar | Computer | Found | No | 2024-06-03 | 2026-03-04 | B-1/67 For 2023-24 | 23119 | 23119 | Updated | tsplhq@trafitek.com | 225316608 | ZENIA, 3rd Floor, 305, Hiranandani Estate, Next to Arcadia, G.B Road, Thane [West] 400607 | 2023-24 | Battery
LCD Smart TV Medium size | Supply of 32" Professional LED Monitor | Samsung | Telephone Operator Room | 1 | M/s Trafitek Solutions Pvt. Ltd. Thane | Temghar | Computer | Found | No | 2024-06-03 | 2026-02-16 | B-1/67 For 2023-24 | 25272 | 25272 | Uploaded | tsplhq@trafitek.com | 225316608 | ZENIA, 3rd Floor, 305, Hiranandani Estate, Next to Arcadia, G.B Road, Thane [West] 400607 | 2023-24 | LED Normal TV Small
Steel cupboard | 5.11 feet length, 2.5 feet width | Godrej | Office Passage | 1 | Maharashtra Small Scale Industries Development Corporation Limited (M.S.S.I.D.C) | Temghar | Furniture and Fixture | Found | No | 2019-06-13 | 2026-02-26 | 8 | 10550 | 10550 | Updated | adminmssidc-mh@mah.gov.in | 022-22611121 | Plot No. D-10, Road No. 33 Wagle Indl. Estate, Indira Nagar, thane 400604 |  | Steel cupboard
Steel cupboard | 5.11 feet length, 2.5 feet width | Godrej | Office Passage | 3 | Maharashtra Small Scale Industries Development Corporation Limited (M.S.S.I.D.C) | Temghar | Furniture and Fixture | Found | No | 2018-03-27 | 2026-02-26 | 180029 | 11000 | 33000 | Updated | adminmssidc-mh@mah.gov.in | 022-22611121 | Plot No. D-10, Road No. 33 Wagle Indl. Estate, Indira Nagar, thane 400604 |  | Steel cupboard
Exide Battery Tabular 12V Inverter Battary | Exide Battery Tabular 12V Inverter Battary | Exide | Office Passage | 2 | M/s Trafitek Solutions Pvt. Ltd. Thane | Temghar | Electrical Fitting | Found | No | 2024-06-03 | 2026-02-16 | B-1/67 For 2023-24 | 23119 | 46238 | Updated | tsplhq@trafitek.com | 225316608 | ZENIA, 3rd Floor, 305, Hiranandani Estate, Next to Arcadia, G.B Road, Thane [West] 400607 | 2023-24 | Exide Battery
UPS | Artis Powersafe 1000ECO UPS (Sr. No. VP062417277AR) | Artis | Office Passage | 1 | Green apple compunet | Temghar | Computer | Found | No | 2024-08-08 | 2026-07-12 | GAC-007487/24-25 | 5600 | 5600 | Updated | computechgreen@gmail.com | 9022260222/9594248270 | Shop No.1,2 & 3, Gajanan Commercial Complex, Datta Mandir RD, Thane west 400601 | 2023-24 | UPS Luminious
Sigma PLB Table | Supply of Sigma PLB Table 5x2.5 | Godrej | Office Balcony | 2 | Bhagirath interiors | Temghar | Furniture and Fixture | Found | No | 2023-02-11 | 2025-12-31 | 11-23/24 | 21181 | 42362 | Updated | bhagirathinteriors@gmail.com | 9930806009 | Manpada junction, Opp Titan Hospital, G.B Road, Thane(W) 400610 | 2023-24 | Sigma PLB Table
rectangle table | rectangle table | Godrej | Office Balcony | 1 | M.S.S.I.D.C | Temghar | Furniture and Fixture | Found | No | 2013-12-05 | 2026-01-19 | 62 | 2821 | 2821 | Updated | acs.mssidc@maharashtra.gov.in | 022-22611121 | NA | NA | rectangle table
18 locker cupboard | 18 locker cupboard | Godrej | Office Passage | 1 | M.S.S.I.D.C. | Temghar | Furniture and Fixture | Found | No | 2016-09-19 | 2026-01-23 | - | 10936 | 10936 | Updated | acs.mssidc@maharashtra.gov.in | 022-22611121 | NA | NA | 18 locker cupboard
tubelight | Inverter LED Batten 20 W tubelight 2yrs Warranty | Philips | Office Passage | 8 | M/s Power Engineer Corporation, Thane | Temghar | Electrical Fitting | Found | No | 2023-07-14 | 2026-03-04 | B-1/02 For 2023-24 | 1169.7 | 9357.6 |  | pjj.pec@gmail.com | 9820023829 | 6, Trimurti, Swanand Nagar, Beturkar Pada Kalyan West | 2023-24 | tubelight
Tiny Table | 5.11 feet length, 2.5 feet width | Godrej | Chemist lab | 1 | M.S.S.I.D.C | Temghar | Furniture and Fixture | Found | No | 2020-08-12 | 2026-01-19 | 2602 | 6530 | 6530 | Uploaded | acs.mssidc@maharashtra.gov.in | 022-22611121 | NA | NA | Table Small Size
Computer System | LG Monitor and Zebbronics CPU | LG | Chemist lab | 1 | NA | Temghar | Computer | Found | No | 2019-07-30 | 2026-02-15 | AE/07/19/002 | 40800 | 40800 | Updated | NA | NA | NA | 2019-20 | LG Monitor and Zebbronics CPU
Wooden desk | Wooden desk medium Size | Godrej | Chemist lab | 1 | Maharashtra Small Scale Industries Development Corporation Limited (M.S.S.I.D.C) | Temghar | Furniture and Fixture | Found | No | 2020-08-12 | 2026-02-26 | 2602 | 6530 | 6530 | Uploaded | adminmssidc-mh@mah.gov.in | 022-22611121 | Plot No. D-10, Road No. 33 Wagle Indl. Estate, Indira Nagar, thane 400604 |  | Wooden desk
Wooden Table 4 x 2 | Supply of Wooden Table 4.5 x 2.5 Heavy | Godrej | Chemist lab | 1 | Kasturi steel furniture manufacturing LLP | Temghar | Furniture and Fixture | Found | No | 2025-01-21 | 2026-01-13 | 527-24-25 | 21000 | 21000 | Uploaded | kasturisteelfurniture@gmail.com | 9820797926 | Gala No 23D Acre, Kothari Compound, Chitalsar Manapada, Thane(W) 400607 | 2025-26 | Wooden Table
Air conditioner | Onida Airconditioner (3-star) | Onida | Chemist lab | 1 |  | Temghar | Office Equipement | Damage | No | NA | 2026-03-18 | NA | NA | NA | Not Uploaded | NA | NA | NA | NA | Air conditioner Onida
Air conditioner | MITSUBISHI Airconditioner (3-star) | Mitsubishi | Chemist lab | 1 | Global Enterprise | Temghar | Office Equipement | Found | No | 2024-05-15 | 2026-01-17 | 18 | 42174 | 42174 | Updated | globalentp13@gmail.com | 9324349923 | 09, Risbud house siddhivinayak shopping center, opp bata showroom near jambhali naka station road, Thane (W) 400601 | 2024-25 | Air conditioner Mitsibishi
Fridge Godrej | Fridge Godrej | Godrej | Chemist lab | 1 |  | Temghar | Office Equipement | Found | No | NA | 2026-03-23 | NA | 0 | 0 |  | NA | NA | NA | NA | Fridge Godrej
Celling fan | Supply of Ceiling Fan | Blueberry | Chemist lab | 4 | M/s Power Engineer Corporation, Thane | Temghar | Electrical Fitting | Found | No | 2023-07-14 | 2026-03-04 | B-1/02 For 2023-24 | 4001 | 16004 | Updated | pjj.pec@gmail.com | 9820023829 | 6, Trimurti, Swanand Nagar, Beturkar Pada Kalyan West | 2023-24 | Celling fan
Spectrophotometer | Easy UV (sr No.C306654744) | Mettler Toledo | Chemist lab | 1 | Khushaboo Scientific Pvt Ltd | Temghar | Plant and Machinery | Found | No | 2023-12-21 | 2026-01-29 | B-1/42 For 2023-24 | 630000 | 630000 | Uploaded | sales@khushbooscientific.com | 022 4884 4884 | 15th Floor, Jolly Maker Chamber - II, Nariman Point, Mumbai - 400021 | 2023-24 | Spectrophotometer
Jar test machine | Portable Floc Tester ET730 sr No. 1223/61924 | Lovibond | Chemist lab | 1 | Khushaboo Scientific Pvt Ltd | Temghar | Plant and Machinery | Found | No | 2023-12-21 | 2026-01-29 | B-1/42 For 2023-24 | 244400 | 244400 | Uploaded | sales@khushbooscientific.com | 022 4884 4884 | 15th Floor, Jolly Maker Chamber - II, Nariman Point, Mumbai - 400021 | 2023-24 | Jar test machine
Analytical Weighing balance | Analytical Balance (Sr no.2744391032) | Mettler Toledo | Chemist lab | 1 | Khushaboo Scientific Pvt Ltd | Temghar | Plant and Machinery | Found | No | 2024-02-14 | 2024-01-31 | B-1/42 For 2023-24 | 138000 | 138000 | Updated | sales@khushbooscientific.com | 022 4884 4884 | 15th Floor, Jolly Maker Chamber - II, Nariman Point, Mumbai - 400021 | 2023-24 | Digital Weighing balance
Pre Chlorination System No.1 | Supply of Post Chlorination system 60kg/hr Manual Chlorine gas Flow set | NA | Recirculation Pump house | 1 | M/s Achala Enginnering and Electronics | Temghar | Plant and Machinery | Found | No | 2023-12-28 | 2026-03-05 | B-1/09 For 2023-24 | 286494 | 286494 | Uploaded | achalaee@gamil.com | 8652270219/9819007193 | 15, Darshan Gas compound, Opposite New Englihs School Kalwa, Thane 400605 | 2023-24
Pre Chlorination System No.2 | Supply of Post Chlorination system 60kg/hr Manual Chlorine gas Flow set | NA | Recirculation Pump house | 1 | M/s Achala Enginnering and Electronics | Temghar | Plant and Machinery | Found | No | 2023-12-28 | 2026-03-05 | B-1/09 For 2023-24 | 286494 | 286494 | Uploaded | achalaee@gamil.com | 8652270219/9819007193 | 15, Darshan Gas compound, Opposite New Englihs School Kalwa, Thane 400605 | 2023-24
Online Turbidity Meter | Model No.TL 2300, sr No.2299797 | HACH | Recirculation Pump house | 1 | Khushaboo Scientific Pvt Ltd | Temghar | Plant and Machinery | Found | No | 2024-01-31 | 2026-02-16 | KPSL/2675/23-24 | 332000 | 332000 | Updated | sales@khushbooscientific.com | 022 4884 4884 | 15th Floor, Jolly Maker Chamber - II, Nariman Point, Mumbai - 400021 | 2023-24 | Turbidity meter
Portable Turbidity meter | Model No.2100Q, Sr. No24010D000224. | HACH | Chemist lab | 1 | Khushaboo Scientific Pvt Ltd | Temghar | Plant and Machinery | Found | No | 2024-01-31 | 2026-02-16 | B-1/42 For 2023-24 | 228420 | 228420 | Updated | sales@khushbooscientific.com | 022 4884 4884 | 15th Floor, Jolly Maker Chamber - II, Nariman Point, Mumbai - 400021 | 2023-24 | NA
Chlorine Photometer (portable) | Sr. No. 23/6349 | Lovibond | Chemist lab | 1 | Khushaboo Scientific Pvt Ltd | Temghar | Plant and Machinery | Found | No | 2024-01-31 | 2026-02-16 | B-1/42 For 2023-24 | 125000 | 125000 | Uploaded | sales@khushbooscientific.com | 022 4884 4884 | 15th Floor, Jolly Maker Chamber - II, Nariman Point, Mumbai - 400021 | 2023-24
pH Meter No.1 | Sr. No. C231567499 | Mettler Toledo | Chemist lab | 1 | Khushaboo Scientific Pvt Ltd | Temghar | Plant and Machinery | Found | No | 2024-01-31 | 2026-02-16 | B-1/42 For 2023-24 | 49000 | 49000 | Updated | sales@khushbooscientific.com | 022 4884 4884 | 15th Floor, Jolly Maker Chamber - II, Nariman Point, Mumbai - 400021 | 2023-24 | PH meter
pH Meter No.2 | Sr. No. C322216101 | Mettler Toledo | Chemist lab | 1 | Khushaboo Scientific Pvt Ltd | Temghar | Plant and Machinery | Found | No | 2024-01-31 | 2026-02-16 | B-1/42 For 2023-24 | 49000 | 49000 | Uploaded | sales@khushbooscientific.com | 022 4884 4884 | 15th Floor, Jolly Maker Chamber - II, Nariman Point, Mumbai - 400021 | 2023-24 | PH meter
Seven2Go Polarographic DO Meter S4 | Sr. No. C341941164 | Mettler Toledo | Chemist lab | 1 | Khushaboo Scientific Pvt Ltd | Temghar | Plant and Machinery | Found | No | 2023-12-21 | 2026-01-29 | B-1/42 For 2023-24 | 183300 | 183300 | Uploaded | sales@khushbooscientific.com | 022 4884 4884 | 15th Floor, Jolly Maker Chamber - II, Nariman Point, Mumbai - 400021 | 2023-24 | PH meter
Office Chair | Supply of Mid Back chair | Orbit | Chemist lab | 1 | Bhagirath interiors | Temghar | Office Equipement | Found | No | 2023-02-11 | 2026-01-10 | 11-23/24 | 8201 | 8201 | Updated | bhagirathinteriors@gmail.com | 9930806006 | Manpada junction, Opp Titan Hospital, G.B Road, Thane(W) 400607 | 2023-24 | Office Chair
Visitng Cushion Chair | Orbit Fix Legged Mesh chair | Orbit | Chemist lab | 1 | Bhagirath interiors | Temghar | Furniture and Fixture | Found | No | 2023-02-11 | 2026-01-10 | 11-23/24 | 7611 | 7611 | Updated | bhagirathinteriors@gmail.com | 9930806006 | Manpada junction, Opp Titan Hospital, G.B Road, Thane(W) 400607 | 2023-24 | Visitng Cushion Chair
Flowmeter | Flowmeter (raw water) | KRONE | Recirculation Pump house | 1 | Hi-Tech Engineers | Temghar | Plant and Machinery | Found | No | 2019-03-28 | 2026-02-12 | 8129 | 1852988 | 1852988 | Updated | NA | NA | NA | NA | Flowmeter (raw water)
Flowmeter | Flowmeter (recirculation) | SIEMENS | Recirculation Pump house | 1 | Shivalik Engineering | Temghar | Plant and Machinery | Found | No | 2017-11-21 | 2026-02-12 | B-1/32 FOR 2017-18 | 282135.3 | 282135.3 | Updated | NA | NA | NA | 2017-18 | Flowmeter (recirculation)
star delta panel | 25 HP star delta panel | NA | Recirculation Pump house | 1 | M/s R.B Krishnani | Temghar | Plant and Machinery | Found | No | 2020-01-17 | 2026-03-20 | NA | 0 | 0 | NA | NA | NA | NA |  | 25 HP star delta panel
Control Panel (Sump Level Panel) | Supply of Control Panel for Submersible Pumps | NA | Recirculation Pump house | 1 | M/s R.B Krishnani | Temghar | Plant and Machinery | Found | No | 2016-03-25 | 2026-03-05 | B-1/89 For 2012-13 | 153000 | 153000 | Updated | NA | 8044464585 | B-10 Shirine Garden Opp, ITI Road, Aundh, Pune 411007 |  | Sump level panel
chain pully | chain pully | NA | Recirculation Pump house | 1 | NA | Temghar | Plant and Machinery | Found | No | NA |  | NA | 0 | 0 | NA | NA | NA |  |  | chain pully
Standing fan | 600 mm, 0.80 AMP, sr no. 23/06004 | NA | Recirculation Pump house | 1 | NA | Temghar | Office Equipement | Found | No | NA |  | NA | 0 | 0 | NA | NA | NA |  |  | NA
Submersile Pump No.1 | Supply of Pump with DN 125 bend PN 10/16 and head - 16 m | NA | Recirculation Pump house | 1 | M/s R.B Krishnani | Temghar | Plant and Machinery | Found | No | 2016-03-25 | 2026-03-05 | B-1/89 For 2012-13 | 1075329 | 1075329 | Updated | NA | 8044464585 | B-10 Shirine Garden Opp, ITI Road, Aundh, Pune 411007
Submersile Pump No.2 | Supply of Pump with DN 125 bend PN 10/16 and head - 16 m | NA | Recirculation Pump house | 1 | M/s R.B Krishnani | Temghar | Plant and Machinery | Found | No | 2016-03-25 | 2026-03-05 | B-1/89 For 2012-13 | 1075329 | 1075329 | Updated | NA | 8044464585 | B-10 Shirine Garden Opp, ITI Road, Aundh, Pune 411007
Submersile Pump No.3 | Supply of Pump with DN 125 bend PN 10/16 and head - 16 m | NA | Recirculation Pump house | 1 | M/s R.B Krishnani | Temghar | Plant and Machinery | Found | No | 2016-03-25 | 2026-03-05 | B-1/89 For 2012-13 | 1075329 | 1075329 | Updated | NA | 8044464585 | B-10 Shirine Garden Opp, ITI Road, Aundh, Pune 411007
air valve No.1 | Supply of Air Valve for 500 HP 80 mm, PN 1.6, sr.no 7k1252 | NA | Recirculation Pump house | 1 | M/s R.B Krishnani | Temghar | Plant and Machinery | Found | No | 2016-03-25 | 2026-03-05 | B-1/89 For 2012-13 | 56067 | 56067 | Updated | NA | 8044464585 | B-10 Shirine Garden Opp, ITI Road, Aundh, Pune 411007 |  | NA
air valve No.2 | Supply of Air Valve for 500 HP 80 mm, PN 1.6 | NA | Recirculation Pump house | 1 | M/s R.B Krishnani | Temghar | Plant and Machinery | Found | No | 2016-03-25 | 2026-03-05 | B-1/89 For 2012-13 | 56067 | 56067 | Updated | NA | 8044464585 | B-10 Shirine Garden Opp, ITI Road, Aundh, Pune 411007 |  | NA
air valve no.3 | 80 mm, PN 1.6 | NA | Recirculation Pump house | 1 | NA | Temghar | Plant and Machinery | Found | No | NA |  | NA | 0 | 0 | NA | NA | NA |  |  | NA
sluice valve No.1 | 250 mm, PN 1.6 | NA | Recirculation Pump house | 1 | M/s R.B Krishnani | Temghar | Plant and Machinery | Found | No | 2016-03-25 | 2026-03-05 | B-1/89 For 2012-13 | 35577 | 35577 | Updated | NA | 8044464585 | B-10 Shirine Garden Opp, ITI Road, Aundh, Pune 411007 |  | Locate it and click pic
sluice valve No.2 | 250 mm, PN 1.6 | NA | Recirculation Pump house | 1 | M/s R.B Krishnani | Temghar | Plant and Machinery | Found | No | 2016-03-25 | 2026-03-05 | B-1/89 For 2012-13 | 35577 | 35577 | Updated | NA | 8044464585 | B-10 Shirine Garden Opp, ITI Road, Aundh, Pune 411007 |  | Locate it and click pic
sluice valve no.3 | 250 mm, PN 1.6 | NA | Recirculation Pump house | 1 | NA | Temghar | Plant and Machinery | Found | No | NA |  | NA | 0 | 0 | NA | NA | NA |  |  | Locate it and click pic
Luminouns 2500 VA Inverter | Supply of 2500VA Digtial pure sine wave inverter Based on Insulated gate Bipolar Transistor (With Batteries) | luminous | Recirculation Pump house | 1 | M/s Trafitek Solutions Pvt. Ltd. Thane | Temghar | Computer | Found | No | 2024-06-03 | 2026-03-04 | B-1/67 For 2023-24 | 21145 | 21145 | Uploaded | tsplhq@trafitek.com | 225316608 | ZENIA, 3rd Floor, 305, Hiranandani Estate, Next to Arcadia, G.B Road, Thane [West] 400607 | 2023-24 | Battery
tubelight | Inverter LED Batten 20 W tubelight 2yrs Warranty | Philips | Recirculation Pump house | 2 | M/s Power Engineer Corporation, Thane | Temghar | Electrical Fitting | Found | No | 2023-07-14 | 2026-03-04 | B-1/02 For 2023-24 | 1169.7 | 2339.4 | Uploaded | pjj.pec@gmail.com | 9820023829 | 6, Trimurti, Swanand Nagar, Beturkar Pada Kalyan West | 2023-24 | NA
FILTER BED NO 1 | FILTER BED NO 1 | NA | Filter House | 1 | M/s Sai Abhimanu MKSS Ltd | Temghar | Plant and Machinery | Found | No | 2012-09-12 | 2012-09-12 | B-1/37 For 2012-13 | 44925.33 | 44925.33 | Not Uploaded | NA | NA | NA | 2012-13 | Manual Filteration System
FILTER BED NO 1 | NA | NA | NA | NA | NA | Temghar | Plant and Machinery | Found | No | NA | 2026-03-23 | NA | 0 | 0 |  | NA | NA | NA
Inlet Valve | Sluice Valve 450 mm For Inlet Valve | NA | Filter House | 1 | M/s R.B Krishnani | Temghar | Plant and Machinery | Found | No | 2014-07-24 | 2026-03-03 | B-1/89 For 2012-13 | 181000 | 181000 | Updated | NA | 8044464585 | B-10 Shirine Garden Opp, ITI Road, Aundh, Pune 411007 | 2012-13 | NA
Actuator | For Inlet valve | NA | Filter House | 1 | NA | Temghar | Plant and Machinery | Found | No | NA | 2026-03-20 | NA | 0 | 0 |  | NA | NA | NA | NA | NA
Outlet Valve | Butterfly valve for 500 mm | NA | Filter House | 1 | M/s R.B Krishnani | Temghar | Plant and Machinery | Found | No | 2014-07-24 | 2026-03-03 | B-1/89 For 2012-13 | 266310 | 266310 | Updated | NA | 8044464585 | B-10 Shirine Garden Opp, ITI Road, Aundh, Pune 411007 | 2012-13 | NA
Actuator | Outlet Valve Actuators (sr no. 2154201732-2344) | NA | Filter House | 1 | NA | Temghar | Plant and Machinery | Found | No | NA | 2026-03-20 | NA | 0 | 0 |  | NA | NA | NA | NA | NA
Wash Water Valve | Butterfly valve for 450 mm | NA | Filter House | 1 | M/s R.B Krishnani | Temghar | Plant and Machinery | Found | No | 2014-07-24 | 2026-03-03 | B-1/89 For 2012-13 | 251976 | 251976 | Updated | NA | 8044464585 | B-10 Shirine Garden Opp, ITI Road, Aundh, Pune 411007 | 2012-13 | NA
Actuator | for Wash Water Valve (sr no. 2154204732-2095) | NA | Filter House | 1 | NA | Temghar | Plant and Machinery | Found | No | NA | 2026-03-20 | NA | 0 | 0 |  | NA | NA | NA | NA | NA
Drain Valve | Sluice Valve 450 mm | NA | Filter House | 1 | M/s R.B Krishnani | Temghar | Plant and Machinery | Found | No | 2014-07-24 | 2026-03-03 | B-1/89 For 2012-13 | 181000 | 181000 | Updated | NA | 8044464585 | B-10 Shirine Garden Opp, ITI Road, Aundh, Pune 411007 | 2012-13 | NA
Actuator | For Drain Valve | NA | Filter House | 1 | NA | Temghar | Plant and Machinery | Found | No | NA | 2026-03-20 | NA | 0 | 0 |  | NA | NA | NA | NA | NA
Nozzles | Supply of PVC Nozzles | NA | Filter House | 4000 | M/s R.B Krishnani | Temghar | Plant and Machinery | Under Water or Sand | No | 2014-11-27 | 2026-03-03 | B-1/89 For 2012-13 | 114 | 456000 |  | NA | 8044464585 | B-10 Shirine Garden Opp, ITI Road, Aundh, Pune 411007 | 2012-13 | NA
Nozzles | Supply of PVC Nozzles | NA | Filter House | 4000 | M/s R.B Krishnani | Temghar | Plant and Machinery | Under Water or Sand | No | 2014-11-27 | 2026-03-03 | B-1/89 For 2012-13 | 114 | 456000 |  | NA | 8044464585 | B-10 Shirine Garden Opp, ITI Road, Aundh, Pune 411007 | 2012-13 | NA
Nozzles | Supply of PVC Nozzles | NA | Filter House | 4000 | M/s R.B Krishnani | Temghar | Plant and Machinery | Under Water or Sand | No | 2014-11-27 | 2026-03-03 | B-1/89 For 2012-13 | 114 | 456000 |  | NA | 8044464585 | B-10 Shirine Garden Opp, ITI Road, Aundh, Pune 411007 | 2012-13 | NA
Nozzles | Supply of PVC Nozzles | NA | Filter House | 4000 | M/s R.B Krishnani | Temghar | Plant and Machinery | Under Water or Sand | No | 2014-11-27 | 2026-03-03 | B-1/89 For 2012-13 | 114 | 456000 |  | NA | 8044464585 | B-10 Shirine Garden Opp, ITI Road, Aundh, Pune 411007 | 2012-13 | NA
Nozzles | Supply of PVC Nozzles | NA | Filter House | 4000 | M/s R.B Krishnani | Temghar | Plant and Machinery | Under Water or Sand | No | 2014-11-27 | 2026-03-03 | B-1/89 For 2012-13 | 114 | 456000 |  | NA | 8044464585 | B-10 Shirine Garden Opp, ITI Road, Aundh, Pune 411007 | 2012-13 | NA
Nozzles | Supply of PVC Nozzles | NA | Filter House | 4000 | M/s R.B Krishnani | Temghar | Plant and Machinery | Under Water or Sand | No | 2014-11-27 | 2026-03-03 | B-1/89 For 2012-13 | 114 | 456000 |  | NA | 8044464585 | B-10 Shirine Garden Opp, ITI Road, Aundh, Pune 411007 | 2012-13 | NA
Nozzles | Supply of PVC Nozzles | NA | Filter House | 4000 | M/s R.B Krishnani | Temghar | Plant and Machinery | Under Water or Sand | No | 2014-11-27 | 2026-03-03 | B-1/89 For 2012-13 | 114 | 456000 |  | NA | 8044464585 | B-10 Shirine Garden Opp, ITI Road, Aundh, Pune 411007 | 2012-13 | NA
SS Lateral For Filter Bed No.10 | Supply of SS Lateral (V-wire Under Drain System) | Apollo | Filter House | 54 | M/s Santaji R. Kadam | Temghar | Plant and Machinery | Under Water or Sand | No | 2025-12-10 | 2026-03-20 | B-1/11 For 2025-26 | 79138.89 | 4273500.06 |  | santajikadam@yahoo.co.in | 9422033384 | 403, D-Building Kakde City, Karve Nagar Pune 4110552 | 2025-26 | NA
SS Lateral For Filter Bed No.16 | Supply of SS Lateral (V-wire Under Drain System) | Apollo | Filter House | 54 | M/s Santaji R. Kadam | Temghar | Plant and Machinery | Under Water or Sand | No | 2025-12-10 | 2026-03-20 | B-1/11 For 2025-26 | 79138.89 | 4273500.06 |  | santajikadam@yahoo.co.in | 9422033384 | 403, D-Building Kakde City, Karve Nagar Pune 4110552 | 2025-26 | NA
SS Lateral For Filter Bed No.4 | Supply of SS Lateral (V-wire Under Drain System) | Apollo | Filter House | 54 | M/s Santaji R. Kadam | Temghar | Plant and Machinery | Under Water or Sand | No | 2025-12-10 | 2026-03-20 | B-1/11 For 2025-26 | 79138.89 | 4273500.06 |  | santajikadam@yahoo.co.in | 9422033384 | 403, D-Building Kakde City, Karve Nagar Pune 4110552 | 2025-26 | NA
SS Lateral For Filter Bed No.3 | Supply of SS Lateral (V-wire Under Drain System) | Apollo | Filter House | 54 | M/s Aquatech Corporation | Temghar | Plant and Machinery | Under Water or Sand | No | 2024-12-19 | 2026-03-20 | B-1/10 For 2023-24 | 79200 | 4276800 |  | aquatechcorporation07@gmail.com | 9422033384 | 601-A Aditya Residency Pawah, Pune | 2023-24 | NA
SS Lateral For Filter Bed No.9 | Supply of SS Lateral (V-wire Under Drain System) | Apollo | Filter House | 54 | M/s Santaji R. Kadam | Temghar | Plant and Machinery | Under Water or Sand | No | 2023-11-29 | 2026-03-20 | B-1/41 for 2023-24 | 94400 | 5097600 |  | santajikadam@yahoo.co.in | 9422033384 | 403, D-Building Kakde City, Karve Nagar Pune 4110552 | 2025-26 | NA
SS Lateral For Filter Bed No.13 | Supply of SS Lateral (V-wire Under Drain System) | Apollo | Filter House | 54 | M/s Santaji R. Kadam | Temghar | Plant and Machinery | Under Water or Sand | No | 2023-11-29 | 2026-03-20 | B-1/41 for 2023-24 | 94400 | 5097600 |  | santajikadam@yahoo.co.in | 9422033384 | 403, D-Building Kakde City, Karve Nagar Pune 4110552 | 2025-26 | NA
Air valve | Sluice Valve 250 mm (sr no. TOS 192) (PN 1.6) | DVPL (PN 1.6) | Filter House | 1 | NA | Temghar | Plant and Machinery | Found | No | NA | 2026-03-20 | NA | 0 | 0 |  | NA | NA | NA | NA | NA
FILTER BED NO 2 | FILTER BED NO 2 [WITH NOZZLES] | NA | Filter House | 1 | M/s Sai Abhimanu MKSS Ltd | Temghar | Plant and Machinery | Found | No | 2012-09-12 | 2026-01-10 | B-1/37 For 2012-13 | 44925.33 | 44925.33 | Not Uploaded | NA | NA | NA | 2012-13 | NA
Inlet Valve | Sluice Valve 450 mm For Inlet Valve | NA | Filter House | 1 | M/s R.B Krishnani | Temghar | Plant and Machinery | Found | No | 2014-07-24 | 2026-03-03 | B-1/89 For 2012-13 | 181000 | 181000 | Updated | NA | 8044464585 | B-10 Shirine Garden Opp, ITI Road, Aundh, Pune 411007 | 2012-13 | NA
Actuator | For Inlet valve | NA | Filter House | 1 | NA | Temghar | Plant and Machinery | Found | No | NA | 2026-03-20 | NA | 0 | 0 |  | NA | NA | NA | NA | NA
Outlet Valve | Butterfly valve for 500 mm | NA | Filter House | 1 | M/s R.B Krishnani | Temghar | Plant and Machinery | Found | No | 2014-07-24 | 2026-03-03 | B-1/89 For 2012-13 | 266310 | 266310 | Updated | NA | 8044464585 | B-10 Shirine Garden Opp, ITI Road, Aundh, Pune 411007 | 2012-13 | NA
Actuator | Outlet Valve Actuators (sr no. 21542017T32-2034) | NA | Filter House | 1 | NA | Temghar | Plant and Machinery | Found | No | NA | 2026-03-20 | NA | 0 | 0 |  | NA | NA | NA | NA | NA
Wash Water Valve | Butterfly valve for 450 mm | NA | Filter House | 1 | M/s R.B Krishnani | Temghar | Plant and Machinery | Found | No | 2014-07-24 | 2026-03-03 | B-1/89 For 2012-13 | 251976 | 251976 | Updated | NA | 8044464585 | B-10 Shirine Garden Opp, ITI Road, Aundh, Pune 411007 | 2012-13 | NA
Actuator | for Wash Water Valve | NA | Filter House | 1 | NA | Temghar | Plant and Machinery | Found | No | NA | 2026-03-20 | NA | 0 | 0 |  | NA | NA | NA | NA | NA
Drain Valve | Sluice Valve 450 mm | NA | Filter House | 1 | M/s R.B Krishnani | Temghar | Plant and Machinery | Found | No | 2014-07-24 | 2026-03-03 | B-1/89 For 2012-13 | 181000 | 181000 | Updated | NA | 8044464585 | B-10 Shirine Garden Opp, ITI Road, Aundh, Pune 411007 | 2012-13 | NA
Actuator | For Drain Valve (sr no. 21542017T32 -2035) | NA | Filter House | 1 | NA | Temghar | Plant and Machinery | Found | No | NA | 2026-03-20 | NA | 0 | 0 |  | NA | NA | NA | NA | NA
Air valve | Sluice Valve 250 mm (sr no. TOS 192) (PN 1.6) | DVPL (PN 1.6) | Filter House | 1 | NA | Temghar | Plant and Machinery | Found | No | NA | 2026-03-20 | NA | 0 | 0 |  | NA | NA | NA | NA | NA
SS Lateral For Filter Bed No.14 | Supply of SS Lateral (V-wire Under Drain System) | Apollo | Filter House | 54 | M/s Santaji R. Kadam | Temghar | Plant and Machinery | Under Water or Sand | No | 2023-11-29 | 2026-03-20 | B-1/41 for 2023-24 | 94400 | 5097600 |  | santajikadam@yahoo.co.in | 9422033384 | 403, D-Building Kakde City, Karve Nagar Pune 4110552 | 2025-26 | NA
FILTER BED NO 3 | FILTER BED NO 3 [WITHOUT NOZZLES] | NA | Filter House | 1 | M/s Sai Abhimanu MKSS Ltd | Temghar | Plant and Machinery | Found | No | 2012-09-12 | 2026-01-10 | B-1/37 For 2012-13 | 44925.33 | 44925.33 | Not Uploaded | NA | NA | NA | 2012-13 | NA
Inlet Valve | Sluice Valve 450 mm For Inlet Valve | NA | Filter House | 1 | M/s R.B Krishnani | Temghar | Plant and Machinery | Found | No | 2014-07-24 | 2026-03-03 | B-1/89 For 2012-13 | 181000 | 181000 | Updated | NA | 8044464585 | B-10 Shirine Garden Opp, ITI Road, Aundh, Pune 411007 | 2012-13 | NA
Actuator | For Inlet valve | NA | Filter House | 1 | NA | Temghar | Plant and Machinery | Found | No | NA | 2026-03-20 | NA | 0 | 0 |  | NA | NA | NA | NA | NA
Outlet Valve | Butterfly valve for 500 mm | NA | Filter House | 1 | M/s R.B Krishnani | Temghar | Plant and Machinery | Found | No | 2014-07-24 | 2026-03-03 | B-1/89 For 2012-13 | 266310 | 266310 | Updated | NA | 8044464585 | B-10 Shirine Garden Opp, ITI Road, Aundh, Pune 411007 | 2012-13 | NA
Actuator | Outlet Valve Actuators Sr. No. 5188214001-07 | NA | Filter House | 1 | NA | Temghar | Plant and Machinery | Found | No | NA | 2026-03-20 | NA | 0 | 0 |  | NA | NA | NA | NA | NA
Wash Water Valve | Butterfly valve for 450 mm | NA | Filter House | 1 | M/s R.B Krishnani | Temghar | Plant and Machinery | Found | No | 2014-07-24 | 2026-03-03 | B-1/89 For 2012-13 | 251976 | 251976 | Updated | NA | 8044464585 | B-10 Shirine Garden Opp, ITI Road, Aundh, Pune 411007 | 2012-13 | NA
Actuator | for Wash Water Valve | NA | Filter House | 1 | NA | Temghar | Plant and Machinery | Found | No | NA | 2026-03-20 | NA | 0 | 0 |  | NA | NA | NA | NA | NA
Drain Valve | Sluice Valve 450 mm | NA | Filter House | 1 | M/s R.B Krishnani | Temghar | Plant and Machinery | Found | No | 2014-07-24 | 2026-03-03 | B-1/89 For 2012-13 | 181000 | 181000 | Updated | NA | 8044464585 | B-10 Shirine Garden Opp, ITI Road, Aundh, Pune 411007 | 2012-13 | NA
Actuator | For Drain Valve | NA | Filter House | 1 | NA | Temghar | Plant and Machinery | Found | No | NA | 2026-03-20 | NA | 0 | 0 |  | NA | NA | NA | NA | NA
Air valve | Sluice Valve 250 mm | NA | Filter House | 1 | NA | Temghar | Plant and Machinery | Found | No | NA | 2026-03-20 | NA | 0 | 0 |  | NA | NA | NA | NA | NA
FILTER BED NO 4 | FILTER BED NO 4 [WITH NOZZLES] | NA | Filter House | 1 | M/s Sai Abhimanu MKSS Ltd | Temghar | Plant and Machinery | Found | No | 2012-09-12 | 2026-01-10 | B-1/37 For 2012-13 | 44925.33 | 44925.33 | Not Uploaded | NA | NA | NA | 2012-13 | NA
Inlet Valve | Sluice Valve 450 mm For Inlet Valve | NA | Filter House | 1 | M/s R.B Krishnani | Temghar | Plant and Machinery | Found | No | 2014-07-24 | 2026-03-03 | B-1/89 For 2012-13 | 181000 | 181000 | Updated | NA | 8044464585 | B-10 Shirine Garden Opp, ITI Road, Aundh, Pune 411007 | 2012-13 | NA
Actuator | For Inlet valve | NA | Filter House | 1 | NA | Temghar | Plant and Machinery | Found | No | NA | 2026-03-20 | NA | 0 | 0 |  | NA | NA | NA | NA | NA
Outlet Valve | Butterfly valve for 500 mm | NA | Filter House | 1 | M/s R.B Krishnani | Temghar | Plant and Machinery | Found | No | 2014-07-24 | 2026-03-03 | B-1/89 For 2012-13 | 266310 | 266310 | Updated | NA | 8044464585 | B-10 Shirine Garden Opp, ITI Road, Aundh, Pune 411007 | 2012-13 | NA
Actuator | Outlet Valve Actuators Sr No. 5188214001-08) | NA | Filter House | 1 | NA | Temghar | Plant and Machinery | Found | No | NA | 2026-03-20 | NA | 0 | 0 |  | NA | NA | NA | NA | NA
Wash Water Valve | Butterfly valve for 450 mm | NA | Filter House | 1 | M/s R.B Krishnani | Temghar | Plant and Machinery | Found | No | 2014-07-24 | 2026-03-03 | B-1/89 For 2012-13 | 251976 | 251976 | Updated | NA | 8044464585 | B-10 Shirine Garden Opp, ITI Road, Aundh, Pune 411007 | 2012-13 | NA
Actuator | for Wash Water Valve (sr no. 14AI-3911) | NA | Filter House | 1 | NA | Temghar | Plant and Machinery | Found | No | NA | 2026-03-20 | NA | 0 | 0 |  | NA | NA | NA | NA | NA
Drain Valve | Sluice Valve 450 mm | NA | Filter House | 1 | M/s R.B Krishnani | Temghar | Plant and Machinery | Found | No | 2014-07-24 | 2026-03-03 | B-1/89 For 2012-13 | 181000 | 181000 | Updated | NA | 8044464585 | B-10 Shirine Garden Opp, ITI Road, Aundh, Pune 411007 | 2012-13 | NA
Actuator | For Drain Valve (sr no.14AI-38879) | NA | Filter House | 1 | NA | Temghar | Plant and Machinery | Found | No | NA | 2026-03-20 | NA | 0 | 0 |  | NA | NA | NA | NA | NA
Air valve | Sluice Valve 250 mm (sr no. TOS 181) | DVPL (PN 1.6) | Filter House | 1 | NA | Temghar | Plant and Machinery | Found | No | NA | 2026-03-20 | NA | 0 | 0 |  | NA | NA | NA | NA | NA
SS Lateral For Filter Bed No.15 | Supply of SS Lateral (V-wire Under Drain System) | Apollo | Filter House | 54 | M/s Santaji R. Kadam | Temghar | Plant and Machinery | Under Water or Sand | No | 2023-11-29 | 2026-03-20 | B-1/41 for 2023-24 | 94400 | 5097600 |  | santajikadam@yahoo.co.in | 9422033384 | 403, D-Building Kakde City, Karve Nagar Pune 4110552 | 2025-26 | NA
FILTER BED NO 5 | FILTER BED NO 5 [WITH NOZZLES] | NA | Filter House | 1 | M/s Sai Abhimanu MKSS Ltd | Temghar | Plant and Machinery | Found | No | 2012-09-12 | 2026-01-10 | B-1/37 For 2012-13 | 44925.33 | 44925.33 | Not Uploaded | NA | NA | NA | 2012-13 | NA
Inlet Valve | Sluice Valve 450 mm For Inlet Valve | NA | Filter House | 1 | M/s R.B Krishnani | Temghar | Plant and Machinery | Found | No | 2014-07-24 | 2026-03-03 | B-1/89 For 2012-13 | 181000 | 181000 | Updated | NA | 8044464585 | B-10 Shirine Garden Opp, ITI Road, Aundh, Pune 411007 | 2012-13 | NA
Actuator | For Inlet valve | NA | Filter House | 1 | NA | Temghar | Plant and Machinery | Found | No | NA | 2026-03-20 | NA | 0 | 0 |  | NA | NA | NA | NA | NA
Outlet Valve | Butterfly valve for 500 mm | NA | Filter House | 1 | M/s R.B Krishnani | Temghar | Plant and Machinery | Found | No | 2014-07-24 | 2026-03-03 | B-1/89 For 2012-13 | 266310 | 266310 | Updated | NA | 8044464585 | B-10 Shirine Garden Opp, ITI Road, Aundh, Pune 411007 | 2012-13 | NA
Actuator | Outlet Valve Actuators Sr. No 5188214001-40) | NA | Filter House | 1 | NA | Temghar | Plant and Machinery | Found | No | NA | 2026-03-20 | NA | 0 | 0 |  | NA | NA | NA | NA | NA
Wash Water Valve | Butterfly valve for 450 mm | NA | Filter House | 1 | M/s R.B Krishnani | Temghar | Plant and Machinery | Found | No | 2014-07-24 | 2026-03-03 | B-1/89 For 2012-13 | 251976 | 251976 | Updated | NA | 8044464585 | B-10 Shirine Garden Opp, ITI Road, Aundh, Pune 411007 | 2012-13 | NA
Actuator | for Wash Water Valve | NA | Filter House | 1 | NA | Temghar | Plant and Machinery | Found | No | NA | 2026-03-20 | NA | 0 | 0 |  | NA | NA | NA | NA | NA
Drain Valve | Sluice Valve 450 mm with Actuator | NA | Filter House | 1 | M/s R.B Krishnani | Temghar | Plant and Machinery | Found | No | 2014-07-24 | 2026-03-03 | B-1/89 For 2012-13 | 181000 | 181000 | Not Uploaded | NA | 8044464585 | B-10 Shirine Garden Opp, ITI Road, Aundh, Pune 411007 | 2012-13 | NA
Actuator | for Drain Valve | NA | Filter House | 1 | NA | Temghar | Plant and Machinery | Found | No | NA | 2026-03-20 | NA | 0 | 0 |  | NA | NA | NA | NA | NA
SS Lateral For Filter Bed No.19 | Supply of SS Lateral (V-wire Under Drain System) | Apollo | Filter House | 54 | M/s Santaji R. Kadam | Temghar | Plant and Machinery | Under Water or Sand | No | 2023-03-10 | 2026-03-20 | B-1/43 For 2022-23 | 70836 | 3825144 |  | santajikadam@yahoo.co.in | 9422033384 | 403, D-Building Kakde City, Karve Nagar Pune 4110552 | 2022-23 | NA
FILTER BED NO 6 | FILTER BED NO 6 [WITH NOZZLES] | NA | Filter House | 1 | M/s Sai Abhimanu MKSS Ltd | Temghar | Plant and Machinery | Found | No | 2012-09-12 | 2026-01-10 | B-1/37 For 2012-13 | 44925.33 | 44925.33 | Not Uploaded | NA | NA | NA | 2012-13 | NA
Inlet Valve | Sluice Valve 450 mm For Inlet Valve | NA | Filter House | 1 | M/s R.B Krishnani | Temghar | Plant and Machinery | Found | No | 2014-07-24 | 2026-03-03 | B-1/89 For 2012-13 | 181000 | 181000 | Updated | NA | 8044464585 | B-10 Shirine Garden Opp, ITI Road, Aundh, Pune 411007 | 2012-13 | NA
Actuator | For Inlet valve , 2.5KW ,sr no. 14A1-38890 | NA | Filter House | 1 | NA | Temghar | Plant and Machinery | Found | No | NA | 2026-03-20 | NA | 0 | 0 |  | NA | NA | NA | NA | NA
Outlet Valve | Butterfly valve for 500 mm | NA | Filter House | 1 | M/s R.B Krishnani | Temghar | Plant and Machinery | Found | No | 2014-07-24 | 2026-03-03 | B-1/89 For 2012-13 | 266310 | 266310 | Updated | NA | 8044464585 | B-10 Shirine Garden Opp, ITI Road, Aundh, Pune 411007 | 2012-13 | NA
Wash Water Valve | Butterfly valve for 450 mm | NA | Filter House | 1 | M/s R.B Krishnani | Temghar | Plant and Machinery | Found | No | 2014-07-24 | 2026-03-03 | B-1/89 For 2012-13 | 251976 | 251976 | Updated | NA | 8044464585 | B-10 Shirine Garden Opp, ITI Road, Aundh, Pune 411007 | 2012-13 | NA
Actuator | for Wash Water Valve,2.5KW ,sr no. 14A1-38880 | NA | Filter House | 1 | NA | Temghar | Plant and Machinery | Found | No | NA | 2026-03-20 | NA | 0 | 0 |  | NA | NA | NA | NA | NA
Drain Valve | Sluice Valve 450 mm | NA | Filter House | 1 | M/s R.B Krishnani | Temghar | Plant and Machinery | Found | No | 2014-07-24 | 2026-03-03 | B-1/89 For 2012-13 | 181000 | 181000 | Updated | NA | 8044464585 | B-10 Shirine Garden Opp, ITI Road, Aundh, Pune 411007 | 2012-13 | NA
Actuator | For Drain Valve | NA | Filter House | 1 | NA | Temghar | Plant and Machinery | Found | No | NA | 2026-03-20 | NA | 0 | 0 |  | NA | NA | NA | NA | NA
SS Lateral For Filter Bed No. | Supply of SS Lateral (V-wire Under Drain System) | Apollo | Filter House | 54 | M/s Santaji R. Kadam | Temghar | Plant and Machinery | Under Water or Sand | No | 2023-03-10 | 2026-03-20 | B-1/43 For 2022-23 | 70836 | 3825144 |  | santajikadam@yahoo.co.in | 9422033384 | 403, D-Building Kakde City, Karve Nagar Pune 4110552 | 2022-23 | NA
FILTER BED NO 7 | FILTER BED NO 7 [WITH NOZZLES] | NA | Filter House | 1 | M/s Sai Abhimanu MKSS Ltd | Temghar | Plant and Machinery | Found | No | 2012-09-12 | 2026-01-10 | B-1/37 For 2012-13 | 44925.33 | 44925.33 | Not Uploaded | NA | NA | NA | 2012-13 | NA
Inlet Valve | Sluice Valve 450 mm For Inlet Valve | NA | Filter House | 1 | M/s R.B Krishnani | Temghar | Plant and Machinery | Found | No | 2014-07-24 | 2026-03-03 | B-1/89 For 2012-13 | 181000 | 181000 | Updated | NA | 8044464585 | B-10 Shirine Garden Opp, ITI Road, Aundh, Pune 411007 | 2012-13 | NA
Actuator | For Inlet valve , 2.5KW ,sr no. 14A1- | NA | Filter House | 1 | NA | Temghar | Plant and Machinery | Found | No | NA | 2026-03-20 | NA | 0 | 0 |  | NA | NA | NA | NA | NA
Outlet Valve | Butterfly valve for 500 mm | NA | Filter House | 1 | M/s R.B Krishnani | Temghar | Plant and Machinery | Found | No | 2014-07-24 | 2026-03-03 | B-1/89 For 2012-13 | 266310 | 266310 | Updated | NA | 8044464585 | B-10 Shirine Garden Opp, ITI Road, Aundh, Pune 411007 | 2012-13 | NA
Wash Water Valve | Butterfly valve for 450 mm | NA | Filter House | 1 | M/s R.B Krishnani | Temghar | Plant and Machinery | Found | No | 2014-07-24 | 2026-03-03 | B-1/89 For 2012-13 | 251976 | 251976 | Updated | NA | 8044464585 | B-10 Shirine Garden Opp, ITI Road, Aundh, Pune 411007 | 2012-13 | NA
Actuator | For Wash water Valve, 2.5KW ,sr no. 14A1-38875 | NA | Filter House | 1 | NA | Temghar | Plant and Machinery | Found | No | NA | 2026-03-20 | NA | 0 | 0 |  | NA | NA | NA | NA | NA
Drain Valve | Sluice Valve 450 mm | NA | Filter House | 1 | M/s R.B Krishnani | Temghar | Plant and Machinery | Found | No | 2014-07-24 | 2026-03-03 | B-1/89 For 2012-13 | 181000 | 181000 | Updated | NA | 8044464585 | B-10 Shirine Garden Opp, ITI Road, Aundh, Pune 411007 | 2012-13 | NA
Actuator | For Drain Valve ,2.5KW ,sr no. 14A1-38893 | NA | Filter House | 1 | NA | Temghar | Plant and Machinery | Found | No | NA | 2026-03-20 | NA | 0 | 0 |  | NA | NA | NA | NA | NA
SS Lateral For Filter Bed No. | Supply of SS Lateral (V-wire Under Drain System) | Apollo | Filter House | 54 | M/s Santaji R. Kadam | Temghar | Plant and Machinery | Under Water or Sand | No | 2023-03-10 | 2026-03-20 | B-1/43 For 2022-23 | 70836 | 3825144 |  | santajikadam@yahoo.co.in | 9422033384 | 403, D-Building Kakde City, Karve Nagar Pune 4110552 | 2022-23 | NA
FILTER BED NO 8 | FILTER BED NO 8 [WITHOUT NOZZLES] | NA | Filter House | 1 | M/s Sai Abhimanu MKSS Ltd | Temghar | Plant and Machinery | Found | No | 2012-09-12 | 2026-01-10 | B-1/37 For 2012-13 | 44925.33 | 44925.33 | Not Uploaded | NA | NA | NA | 2012-13 | NA
Inlet Valve | Sluice Valve 450 mm For Inlet Valve | NA | Filter House | 1 | M/s R.B Krishnani | Temghar | Plant and Machinery | Found | No | 2014-07-24 | 2026-03-03 | B-1/89 For 2012-13 | 181000 | 181000 | Updated | NA | 8044464585 | B-10 Shirine Garden Opp, ITI Road, Aundh, Pune 411007 | 2012-13 | NA
Actuator | For Inlet valve | NA | Filter House | 1 | NA | Temghar | Plant and Machinery | Found | No | NA | 2026-03-20 | NA | 0 | 0 |  | NA | NA | NA | NA | NA
Outlet Valve | Butterfly valve for 500 mm | NA | Filter House | 1 | M/s R.B Krishnani | Temghar | Plant and Machinery | Found | No | 2014-07-24 | 2026-03-03 | B-1/89 For 2012-13 | 266310 | 266310 | Updated | NA | 8044464585 | B-10 Shirine Garden Opp, ITI Road, Aundh, Pune 411007 | 2012-13 | NA
Actuator | Outlet Valve Actuators Sr. 5188214001-15 | NA | Filter House | 1 | NA | Temghar | Plant and Machinery | Found | No | NA | 2026-03-20 | NA | 0 | 0 |  | NA | NA | NA | NA | NA
Wash Water Valve | Butterfly valve for 450 mm | NA | Filter House | 1 | M/s R.B Krishnani | Temghar | Plant and Machinery | Found | No | 2014-07-24 | 2026-03-03 | B-1/89 For 2012-13 | 251976 | 251976 | Updated | NA | 8044464585 | B-10 Shirine Garden Opp, ITI Road, Aundh, Pune 411007 | 2012-13 | NA
Actuator | for Wash Water Valve | NA | Filter House | 1 | NA | Temghar | Plant and Machinery | Found | No | NA | 2026-03-20 | NA | 0 | 0 |  | NA | NA | NA | NA | NA
Drain Valve | Sluice Valve 450 mm | NA | Filter House | 1 | M/s R.B Krishnani | Temghar | Plant and Machinery | Found | No | 2014-07-24 | 2026-03-03 | B-1/89 For 2012-13 | 181000 | 181000 | Updated | NA | 8044464585 | B-10 Shirine Garden Opp, ITI Road, Aundh, Pune 411007 | 2012-13 | NA
Actuator | For Drain Valve | NA | Filter House | 1 | NA | Temghar | Plant and Machinery | Found | No | NA | 2026-03-20 | NA | 0 | 0 |  | NA | NA | NA | NA | NA
FILTER BED NO 9 | FILTER BED NO 9 [WITHOUT NOZZLES] | NA | Filter House | 1 | M/s Sai Abhimanu MKSS Ltd | Temghar | Plant and Machinery | Found | No | 2012-09-12 | 2026-01-10 | B-1/37 For 2012-13 | 44925.33 | 44925.33 | Not Uploaded | NA | NA | NA | 2012-13 | NA
Inlet Valve | Sluice Valve 450 mm For Inlet Valve | NA | Filter House | 1 | M/s R.B Krishnani | Temghar | Plant and Machinery | Found | No | 2014-07-24 | 2026-03-03 | B-1/89 For 2012-13 | 181000 | 181000 | Updated | NA | 8044464585 | B-10 Shirine Garden Opp, ITI Road, Aundh, Pune 411007 | 2012-13 | NA
Actuator | For Inlet valve | NA | Filter House | 1 | NA | Temghar | Plant and Machinery | Found | No | NA | 2026-03-20 | NA | 0 | 0 |  | NA | NA | NA | NA | NA
Outlet Valve | Butterfly valve for 500 mm | NA | Filter House | 1 | M/s R.B Krishnani | Temghar | Plant and Machinery | Found | No | 2014-07-24 | 2026-03-03 | B-1/89 For 2012-13 | 266310 | 266310 | Updated | NA | 8044464585 | B-10 Shirine Garden Opp, ITI Road, Aundh, Pune 411007 | 2012-13 | NA
Actuator | Outlet Valve Actuators Sr. No.5188214001-10 | NA | Filter House | 1 | NA | Temghar | Plant and Machinery | Found | No | NA | 2026-03-20 | NA | 0 | 0 |  | NA | NA | NA | NA | NA
Wash Water Valve | Butterfly valve for 450 mm | NA | Filter House | 1 | M/s R.B Krishnani | Temghar | Plant and Machinery | Found | No | 2014-07-24 | 2026-03-03 | B-1/89 For 2012-13 | 251976 | 251976 | Updated | NA | 8044464585 | B-10 Shirine Garden Opp, ITI Road, Aundh, Pune 411007 | 2012-13 | NA
Actuator | for Wash Water Valve | NA | Filter House | 1 | NA | Temghar | Plant and Machinery | Found | No | NA | 2026-03-20 | NA | 0 | 0 |  | NA | NA | NA | NA | NA
Drain Valve | Sluice Valve 450 mm | NA | Filter House | 1 | M/s R.B Krishnani | Temghar | Plant and Machinery | Found | No | 2014-07-24 | 2026-03-03 | B-1/89 For 2012-13 | 181000 | 181000 | Updated | NA | 8044464585 | B-10 Shirine Garden Opp, ITI Road, Aundh, Pune 411007 | 2012-13 | NA
Actuator | For Drain Valve | NA | Filter House | 1 | NA | Temghar | Plant and Machinery | Found | No | NA | 2026-03-20 | NA | 0 | 0 |  | NA | NA | NA | NA | NA
FILTER BED NO 10 | FILTER BED NO 10 [WITH NOZZLES] | NA | Filter House | 1 | M/s Sai Abhimanu MKSS Ltd | Temghar | Plant and Machinery | Found | No | 2012-09-12 | 2026-01-10 | B-1/37 For 2012-13 | 44925.33 | 44925.33 | Not Uploaded | NA | NA | NA | 2012-13 | NA
Inlet Valve | Sluice Valve 450 mm For Inlet Valve | NA | Filter House | 1 | M/s R.B Krishnani | Temghar | Plant and Machinery | Found | No | 2014-07-24 | 2026-03-03 | B-1/89 For 2012-13 | 181000 | 181000 | Updated | NA | 8044464585 | B-10 Shirine Garden Opp, ITI Road, Aundh, Pune 411007 | 2012-13 | NA
Actuator | For Inlet valve | NA | Filter House | 1 | NA | Temghar | Plant and Machinery | Found | No | NA | 2026-03-20 | NA | 0 | 0 |  | NA | NA | NA | NA | NA
Outlet Valve | Butterfly valve for 500 mm | NA | Filter House | 1 | M/s R.B Krishnani | Temghar | Plant and Machinery | Found | No | 2014-07-24 | 2026-03-03 | B-1/89 For 2012-13 | 266310 | 266310 | Updated | NA | 8044464585 | B-10 Shirine Garden Opp, ITI Road, Aundh, Pune 411007 | 2012-13 | NA
Actuator | Outlet Valve Actuators Sr. No. 5188214001-23 | NA | Filter House | 1 | NA | Temghar | Plant and Machinery | Found | No | NA | 2026-03-20 | NA | 0 | 0 |  | NA | NA | NA | NA | NA
Wash Water Valve | Butterfly valve for 450 mm | NA | Filter House | 1 | M/s R.B Krishnani | Temghar | Plant and Machinery | Found | No | 2014-07-24 | 2026-03-03 | B-1/89 For 2012-13 | 251976 | 251976 | Updated | NA | 8044464585 | B-10 Shirine Garden Opp, ITI Road, Aundh, Pune 411007 | 2012-13 | NA
Actuator | for Wash Water Valve | NA | Filter House | 1 | NA | Temghar | Plant and Machinery | Found | No | NA | 2026-03-20 | NA | 0 | 0 |  | NA | NA | NA | NA | NA
Drain Valve | Sluice Valve 450 mm | NA | Filter House | 1 | M/s R.B Krishnani | Temghar | Plant and Machinery | Found | No | 2014-07-24 | 2026-03-03 | B-1/89 For 2012-13 | 181000 | 181000 | Updated | NA | 8044464585 | B-10 Shirine Garden Opp, ITI Road, Aundh, Pune 411007 | 2012-13 | NA
Actuator | For Drain Valve | NA | Filter House | 1 | NA | Temghar | Plant and Machinery | Found | No | NA | 2026-03-20 | NA | 0 | 0 |  | NA | NA | NA | NA | NA
SS Lateral For Filter Bed No.18 | Supply of SS Lateral (V-wire Under Drain System) | Apollo | Filter House | 54 | M/s Santaji R. Kadam | Temghar | Plant and Machinery | Under Water or Sand | No | 2020-02-29 | 2026-03-20 | B-1/28 For 2019-20 | 72059 | 3891186 |  | santajikadam@yahoo.co.in | 9422033384 | 403, D-Building Kakde City, Karve Nagar Pune 4110552 | 2019-20 | NA
FILTER BED NO 11 | FILTER BED NO 11 [WITH NOZZLES] | NA | Filter House | 1 | M/s Sai Abhimanu MKSS Ltd | Temghar | Plant and Machinery | Found | No | 2012-09-12 | 2026-01-10 | B-1/37 For 2012-13 | 44925.33 | 44925.33 | Not Uploaded | NA | NA | NA | 2012-13 | NA
Inlet Valve | Sluice Valve 450 mm For Inlet Valve | NA | Filter House | 1 | M/s R.B Krishnani | Temghar | Plant and Machinery | Found | No | 2014-07-24 | 2026-03-03 | B-1/89 For 2012-13 | 181000 | 181000 | Updated | NA | 8044464585 | B-10 Shirine Garden Opp, ITI Road, Aundh, Pune 411007 | 2012-13 | NA
Actuator | For Inlet valve, 2.5KW ,sr no. 14A1-38904 | NA | Filter House | 1 | NA | Temghar | Plant and Machinery | Found | No | NA | 2026-03-20 | NA | 0 | 0 |  | NA | NA | NA | NA | NA
Outlet Valve | Butterfly valve for 500 mm | NA | Filter House | 1 | M/s R.B Krishnani | Temghar | Plant and Machinery | Found | No | 2014-07-24 | 2026-03-03 | B-1/89 For 2012-13 | 266310 | 266310 | Updated | NA | 8044464585 | B-10 Shirine Garden Opp, ITI Road, Aundh, Pune 411007 | 2012-13 | NA
Wash Water Valve | Butterfly valve for 450 mm | NA | Filter House | 1 | M/s R.B Krishnani | Temghar | Plant and Machinery | Found | No | 2014-07-24 | 2026-03-03 | B-1/89 For 2012-13 | 251976 | 251976 | Updated | NA | 8044464585 | B-10 Shirine Garden Opp, ITI Road, Aundh, Pune 411007 | 2012-13 | NA
Actuator | for Wash Water Valve | NA | Filter House | 1 | NA | Temghar | Plant and Machinery | Found | No | NA | 2026-03-20 | NA | 0 | 0 |  | NA | NA | NA | NA | NA
Drain Valve | Sluice Valve 450 mm | NA | Filter House | 1 | M/s R.B Krishnani | Temghar | Plant and Machinery | Found | No | 2014-07-24 | 2026-03-03 | B-1/89 For 2012-13 | 181000 | 181000 | Updated | NA | 8044464585 | B-10 Shirine Garden Opp, ITI Road, Aundh, Pune 411007 | 2012-13 | NA
Actuator | For Drain Valve, 2.5KW ,sr no. 14A1-38807 | NA | Filter House | 1 | NA | Temghar | Plant and Machinery | Found | No | NA | 2026-03-20 | NA | 0 | 0 |  | NA | NA | NA | NA | NA
SS Lateral For Filter Bed No.20 | Supply of SS Lateral (V-wire Under Drain System) | Apollo | Filter House | 54 | M/s Santaji R. Kadam | Temghar | Plant and Machinery | Under Water or Sand | No | 2020-02-29 | 2026-03-20 | B-1/28 For 2019-20 | 72059 | 3891186 |  | santajikadam@yahoo.co.in | 9422033384 | 403, D-Building Kakde City, Karve Nagar Pune 4110552 | 2019-20 | NA
FILTER BED NO 12 | FILTER BED NO 12 [WITH NOZZLES] | NA | Filter House | 1 | M/s Sai Abhimanu MKSS Ltd | Temghar | Plant and Machinery | Found | No | 2012-09-12 | 2026-01-10 | B-1/37 For 2012-13 | 44925.33 | 44925.33 | Not Uploaded | NA | NA | NA | 2012-13 | NA
Inlet Valve | Sluice Valve 450 mm For Inlet Valve | NA | Filter House | 1 | M/s R.B Krishnani | Temghar | Plant and Machinery | Found | No | 2014-07-24 | 2026-03-03 | B-1/89 For 2012-13 | 181000 | 181000 | Updated | NA | 8044464585 | B-10 Shirine Garden Opp, ITI Road, Aundh, Pune 411007 | 2012-13 | NA
Actuator | For Inlet valve , 2.5KW ,sr no. 14A1-38905 | AUMA | Filter House | 1 | NA | Temghar | Plant and Machinery | Found | No | NA | 2026-03-20 | NA | 0 | 0 |  | NA | NA | NA | NA | NA
Outlet Valve | Butterfly valve for 500 mm | NA | Filter House | 1 | M/s R.B Krishnani | Temghar | Plant and Machinery | Found | No | 2014-07-24 | 2026-03-03 | B-1/89 For 2012-13 | 266310 | 266310 | Updated | NA | 8044464585 | B-10 Shirine Garden Opp, ITI Road, Aundh, Pune 411007 | 2012-13 | NA
Actuator | Outlet Valve Actuators sr. No. 5188214001-33 | NA | Filter House | 1 | NA | Temghar | Plant and Machinery | Found | No | NA | 2026-03-20 | NA | 0 | 0 |  | NA | NA | NA | NA | NA
Actuator | Outlet Valve Actuators Sr. No. 7829-002) | NA | Filter House | 1 | NA | Temghar | Plant and Machinery | Found | No | NA | 2026-03-20 | NA | 0 | 0 |  | NA | NA | NA | NA | NA
Actuator | Outlet Valve Actuators Sr. No. 7829-004) | NA | Filter House | 1 | NA | Temghar | Plant and Machinery | Found | No | NA | 2026-03-20 | NA | 0 | 0 |  | NA | NA | NA | NA | NA
Actuator | Outlet Valve Actuators 7829-3001 | NA | Filter House | 1 | NA | Temghar | Plant and Machinery | Found | No | NA | 2026-03-20 | NA | 0 | 0 |  | NA | NA | NA | NA | NA
Wash Water Valve | Butterfly valve for 450 mm | NA | Filter House | 1 | M/s R.B Krishnani | Temghar | Plant and Machinery | Found | No | 2014-07-24 | 2026-03-03 | B-1/89 For 2012-13 | 251976 | 251976 | Updated | NA | 8044464585 | B-10 Shirine Garden Opp, ITI Road, Aundh, Pune 411007 | 2012-13 | NA
Actuator | for Wash Water Valve, 2.5kw, sr no. 14A1-38900 | NA | Filter House | 1 | NA | Temghar | Plant and Machinery | Found | No | NA | 2026-03-20 | NA | 0 | 0 |  | NA | NA | NA | NA | NA
Drain Valve | Sluice Valve 450 mm | NA | Filter House | 1 | M/s R.B Krishnani | Temghar | Plant and Machinery | Found | No | 2014-07-24 | 2026-03-03 | B-1/89 For 2012-13 | 181000 | 181000 | Updated | NA | 8044464585 | B-10 Shirine Garden Opp, ITI Road, Aundh, Pune 411007 | 2012-13 | NA
Actuator | For Drain Valve | NA | Filter House | 1 | NA | Temghar | Plant and Machinery | Found | No | NA | 2026-03-20 | NA | 0 | 0 |  | NA | NA | NA | NA | NA
Actuator | For Air Valve Sr. no 7829-A001) | NA | Filter House | 1 | NA | Temghar | Plant and Machinery | Found | No | NA | 2026-03-20 | NA | 0 | 0 |  | NA | NA | NA | NA | NA
Actuator | For Air Valve Sr. no 7829-A002) | NA | Filter House | 1 | NA | Temghar | Plant and Machinery | Found | No | NA | 2026-03-20 | NA | 0 | 0 |  | NA | NA | NA | NA | NA
Actuator | For Air Valve Sr. no 7829-A003) | NA | Filter House | 1 | NA | Temghar | Plant and Machinery | Found | No | NA | 2026-03-20 | NA | 0 | 0 |  | NA | NA | NA | NA | NA
Actuator | For Air Valve Sr. no 7829-A004) | NA | Filter House | 1 | NA | Temghar | Plant and Machinery | Found | No | NA | 2026-03-20 | NA | 0 | 0 |  | NA | NA | NA | NA | NA
SS Lateral For Filter Bed No.21 | Supply of SS Lateral (V-wire Under Drain System) | Apollo | Filter House | 54 | M/s Santaji R. Kadam | Temghar | Plant and Machinery | Under Water or Sand | No | 2020-02-29 | 2026-03-20 | B-1/28 For 2019-20 | 72059 | 3891186 |  | santajikadam@yahoo.co.in | 9422033384 | 403, D-Building Kakde City, Karve Nagar Pune 4110552 | 2019-20 | NA
FILTER BED NO 13 | FILTER BED NO 13 [WITHOUT NOZZLES] | NA | Filter House | 1 | M/s Sai Abhimanu MKSS Ltd | Temghar | Plant and Machinery | Found | No | 2012-09-12 | 2026-01-10 | B-1/37 For 2012-13 | 44925.33 | 44925.33 | Not Uploaded | NA | NA | NA | 2012-13 | NA
Inlet Valve | Sluice Valve 450 mm For Inlet Valve | NA | Filter House | 1 | M/s R.B Krishnani | Temghar | Plant and Machinery | Found | No | 2014-07-24 | 2026-03-03 | B-1/89 For 2012-13 | 181000 | 181000 | Updated | NA | 8044464585 | B-10 Shirine Garden Opp, ITI Road, Aundh, Pune 411007 | 2012-13 | NA
Outlet Valve | Butterfly valve for 500 mm | NA | Filter House | 1 | M/s R.B Krishnani | Temghar | Plant and Machinery | Found | No | 2014-07-24 | 2026-03-03 | B-1/89 For 2012-13 | 266310 | 266310 | Updated | NA | 8044464585 | B-10 Shirine Garden Opp, ITI Road, Aundh, Pune 411007 | 2012-13 | NA
Wash Water Valve | Butterfly valve for 450 mm | NA | Filter House | 1 | M/s R.B Krishnani | Temghar | Plant and Machinery | Found | No | 2014-07-24 | 2026-03-03 | B-1/89 For 2012-13 | 251976 | 251976 | Updated | NA | 8044464585 | B-10 Shirine Garden Opp, ITI Road, Aundh, Pune 411007 | 2012-13 | NA
Drain Valve | Sluice Valve 450 mm | NA | Filter House | 1 | M/s R.B Krishnani | Temghar | Plant and Machinery | Found | No | 2014-07-24 | 2026-03-03 | B-1/89 For 2012-13 | 181000 | 181000 | Updated | NA | 8044464585 | B-10 Shirine Garden Opp, ITI Road, Aundh, Pune 411007 | 2012-13 | NA
FILTER BED NO 14 | FILTER BED NO 14 [WITHOUT NOZZLES] | NA | Filter House | 1 | M/s Sai Abhimanu MKSS Ltd | Temghar | Plant and Machinery | Found | No | 2012-09-12 | 2026-01-10 | B-1/37 For 2012-13 | 44925.33 | 44925.33 | Not Uploaded | NA | NA | NA | 2012-13 | NA
Inlet Valve | Sluice Valve 450 mm For Inlet Valve | NA | Filter House | 1 | M/s R.B Krishnani | Temghar | Plant and Machinery | Found | No | 2014-07-24 | 2026-03-03 | B-1/89 For 2012-13 | 181000 | 181000 | Updated | NA | 8044464585 | B-10 Shirine Garden Opp, ITI Road, Aundh, Pune 411007 | 2012-13 | NA
Outlet Valve | Butterfly valve for 500 mm | NA | Filter House | 1 | M/s R.B Krishnani | Temghar | Plant and Machinery | Found | No | 2014-07-24 | 2026-03-03 | B-1/89 For 2012-13 | 266310 | 266310 | Updated | NA | 8044464585 | B-10 Shirine Garden Opp, ITI Road, Aundh, Pune 411007 | 2012-13 | NA
Wash Water Valve | Butterfly valve for 450 mm | NA | Filter House | 1 | M/s R.B Krishnani | Temghar | Plant and Machinery | Found | No | 2014-07-24 | 2026-03-03 | B-1/89 For 2012-13 | 251976 | 251976 | Updated | NA | 8044464585 | B-10 Shirine Garden Opp, ITI Road, Aundh, Pune 411007 | 2012-13 | NA
Drain Valve | Sluice Valve 450 mm | NA | Filter House | 1 | M/s R.B Krishnani | Temghar | Plant and Machinery | Found | No | 2014-07-24 | 2026-03-03 | B-1/89 For 2012-13 | 181000 | 181000 | Updated | NA | 8044464585 | B-10 Shirine Garden Opp, ITI Road, Aundh, Pune 411007 | 2012-13 | NA
FILTER BED NO 15 | FILTER BED NO 15 [WITHOUT NOZZLES] | NA | Filter House | 1 | M/s Sai Abhimanu MKSS Ltd | Temghar | Plant and Machinery | Found | No | 2012-09-12 | 2026-01-10 | B-1/37 For 2012-13 | 44925.33 | 44925.33 | Not Uploaded | NA | NA | NA | 2012-13 | NA
Inlet Valve | Sluice Valve 450 mm For Inlet Valve | NA | Filter House | 1 | M/s R.B Krishnani | Temghar | Plant and Machinery | Found | No | 2014-07-24 | 2026-03-03 | B-1/89 For 2012-13 | 181000 | 181000 | Updated | NA | 8044464585 | B-10 Shirine Garden Opp, ITI Road, Aundh, Pune 411007 | 2012-13 | NA
Outlet Valve | Butterfly valve for 500 mm | NA | Filter House | 1 | M/s R.B Krishnani | Temghar | Plant and Machinery | Found | No | 2014-07-24 | 2026-03-03 | B-1/89 For 2012-13 | 266310 | 266310 | Updated | NA | 8044464585 | B-10 Shirine Garden Opp, ITI Road, Aundh, Pune 411007 | 2012-13 | NA
Wash Water Valve | Butterfly valve for 450 mm | NA | Filter House | 1 | M/s R.B Krishnani | Temghar | Plant and Machinery | Found | No | 2014-07-24 | 2026-03-03 | B-1/89 For 2012-13 | 251976 | 251976 | Updated | NA | 8044464585 | B-10 Shirine Garden Opp, ITI Road, Aundh, Pune 411007 | 2012-13 | NA
Drain Valve | Sluice Valve 450 mm | NA | Filter House | 1 | M/s R.B Krishnani | Temghar | Plant and Machinery | Found | No | 2014-07-24 | 2026-03-03 | B-1/89 For 2012-13 | 181000 | 181000 | Updated | NA | 8044464585 | B-10 Shirine Garden Opp, ITI Road, Aundh, Pune 411007 | 2012-13 | NA
FILTER BED NO 16 | FILTER BED NO 16 [WITH NOZZLES] | NA | Filter House | 1 | M/s Sai Abhimanu MKSS Ltd | Temghar | Plant and Machinery | Found | No | 2012-09-12 | 2026-01-10 | B-1/37 For 2012-13 | 44925.33 | 44925.33 | Not Uploaded | NA | NA | NA | 2012-13 | NA
Inlet Valve | Sluice Valve 450 mm For Inlet Valve | NA | Filter House | 1 | M/s R.B Krishnani | Temghar | Plant and Machinery | Found | No | 2014-07-24 | 2026-03-03 | B-1/89 For 2012-13 | 181000 | 181000 | Updated | NA | 8044464585 | B-10 Shirine Garden Opp, ITI Road, Aundh, Pune 411007 | 2012-13 | NA
Outlet Valve | Butterfly valve for 500 mm | NA | Filter House | 1 | M/s R.B Krishnani | Temghar | Plant and Machinery | Found | No | 2014-07-24 | 2026-03-03 | B-1/89 For 2012-13 | 266310 | 266310 | Updated | NA | 8044464585 | B-10 Shirine Garden Opp, ITI Road, Aundh, Pune 411007 | 2012-13 | NA
Wash Water Valve | Butterfly valve for 450 mm | NA | Filter House | 1 | M/s R.B Krishnani | Temghar | Plant and Machinery | Found | No | 2014-07-24 | 2026-03-03 | B-1/89 For 2012-13 | 251976 | 251976 | Updated | NA | 8044464585 | B-10 Shirine Garden Opp, ITI Road, Aundh, Pune 411007 | 2012-13 | NA
Drain Valve | Sluice Valve 450 mm | NA | Filter House | 1 | M/s R.B Krishnani | Temghar | Plant and Machinery | Found | No | 2014-07-24 | 2026-03-03 | B-1/89 For 2012-13 | 181000 | 181000 | Updated | NA | 8044464585 | B-10 Shirine Garden Opp, ITI Road, Aundh, Pune 411007 | 2012-13 | NA
SS Lateral For Filter Bed No.22 | Supply of SS Lateral (V-wire Under Drain System) | Apollo | Filter House | 54 | M/s Santaji R. Kadam | Temghar | Plant and Machinery | Under Water or Sand | No | 2020-02-29 | 2026-03-20 | B-1/28 For 2019-20 | 72059 | 3891186 |  | santajikadam@yahoo.co.in | 9422033384 | 403, D-Building Kakde City, Karve Nagar Pune 4110552 | 2019-20 | NA
FILTER BED NO 17 | FILTER BED NO 17 [WITHOUT NOZZLES] | NA | Filter House | 1 | M/s Sai Abhimanu MKSS Ltd | Temghar | Plant and Machinery | Found | No | 2012-09-12 | 2026-01-10 | B-1/37 For 2012-13 | 44925.33 | 44925.33 | Not Uploaded | NA | NA | NA | 2012-13 | NA
Inlet Valve | Sluice Valve 450 mm For Inlet Valve | NA | Filter House | 1 | M/s R.B Krishnani | Temghar | Plant and Machinery | Found | No | 2014-07-24 | 2026-03-03 | B-1/89 For 2012-13 | 181000 | 181000 | Updated | NA | 8044464585 | B-10 Shirine Garden Opp, ITI Road, Aundh, Pune 411007 | 2012-13 | NA
Outlet Valve | Butterfly valve for 500 mm | NA | Filter House | 1 | M/s R.B Krishnani | Temghar | Plant and Machinery | Found | No | 2014-07-24 | 2026-03-03 | B-1/89 For 2012-13 | 266310 | 266310 | Updated | NA | 8044464585 | B-10 Shirine Garden Opp, ITI Road, Aundh, Pune 411007 | 2012-13 | NA
Wash Water Valve | Butterfly valve for 450 mm | NA | Filter House | 1 | M/s R.B Krishnani | Temghar | Plant and Machinery | Found | No | 2014-07-24 | 2026-03-03 | B-1/89 For 2012-13 | 251976 | 251976 | Updated | NA | 8044464585 | B-10 Shirine Garden Opp, ITI Road, Aundh, Pune 411007 | 2012-13 | NA
Drain Valve | Sluice Valve 450 mm | NA | Filter House | 1 | M/s R.B Krishnani | Temghar | Plant and Machinery | Found | No | 2014-07-24 | 2026-03-03 | B-1/89 For 2012-13 | 181000 | 181000 | Updated | NA | 8044464585 | B-10 Shirine Garden Opp, ITI Road, Aundh, Pune 411007 | 2012-13 | NA
FILTER BED NO 18 | FILTER BED NO 18 [WITHOUT NOZZLES] | NA | Filter House | 1 | M/s Sai Abhimanu MKSS Ltd | Temghar | Plant and Machinery | Found | No | 2012-09-12 | 2026-01-10 | B-1/37 For 2012-13 | 44925.33 | 44925.33 | Not Uploaded | NA | NA | NA | 2012-13 | NA
Inlet Valve | Sluice Valve 450 mm For Inlet Valve | NA | Filter House | 1 | M/s R.B Krishnani | Temghar | Plant and Machinery | Found | No | 2014-07-24 | 2026-03-03 | B-1/89 For 2012-13 | 181000 | 181000 | Updated | NA | 8044464585 | B-10 Shirine Garden Opp, ITI Road, Aundh, Pune 411007 | 2012-13 | NA
Outlet Valve | Butterfly valve for 500 mm | NA | Filter House | 1 | M/s R.B Krishnani | Temghar | Plant and Machinery | Found | No | 2014-07-24 | 2026-03-03 | B-1/89 For 2012-13 | 266310 | 266310 | Updated | NA | 8044464585 | B-10 Shirine Garden Opp, ITI Road, Aundh, Pune 411007 | 2012-13 | NA
Wash Water Valve | Butterfly valve for 450 mm | NA | Filter House | 1 | M/s R.B Krishnani | Temghar | Plant and Machinery | Found | No | 2014-07-24 | 2026-03-03 | B-1/89 For 2012-13 | 251976 | 251976 | Updated | NA | 8044464585 | B-10 Shirine Garden Opp, ITI Road, Aundh, Pune 411007 | 2012-13 | NA
Drain Valve | Sluice Valve 450 mm | NA | Filter House | 1 | M/s R.B Krishnani | Temghar | Plant and Machinery | Found | No | 2014-07-24 | 2026-03-03 | B-1/89 For 2012-13 | 181000 | 181000 | Updated | NA | 8044464585 | B-10 Shirine Garden Opp, ITI Road, Aundh, Pune 411007 | 2012-13 | NA
FILTER BED NO 19 | FILTER BED NO 19 [WITHOUT NOZZLES] | NA | Filter House | 1 | M/s Sai Abhimanu MKSS Ltd | Temghar | Plant and Machinery | Found | No | 2012-09-12 | 2026-01-10 | B-1/37 For 2012-13 | 44925.33 | 44925.33 | Not Uploaded | NA | NA | NA | 2012-13 | NA
Inlet Valve | Sluice Valve 450 mm For Inlet Valve | NA | Filter House | 1 | M/s R.B Krishnani | Temghar | Plant and Machinery | Found | No | 2014-07-24 | 2026-03-03 | B-1/89 For 2012-13 | 181000 | 181000 | Updated | NA | 8044464585 | B-10 Shirine Garden Opp, ITI Road, Aundh, Pune 411007 | 2012-13 | NA
Outlet Valve | Butterfly valve for 500 mm | NA | Filter House | 1 | M/s R.B Krishnani | Temghar | Plant and Machinery | Found | No | 2014-07-24 | 2026-03-03 | B-1/89 For 2012-13 | 266310 | 266310 | Updated | NA | 8044464585 | B-10 Shirine Garden Opp, ITI Road, Aundh, Pune 411007 | 2012-13 | NA
Wash Water Valve | Butterfly valve for 450 mm | NA | Filter House | 1 | M/s R.B Krishnani | Temghar | Plant and Machinery | Found | No | 2014-07-24 | 2026-03-03 | B-1/89 For 2012-13 | 251976 | 251976 | Updated | NA | 8044464585 | B-10 Shirine Garden Opp, ITI Road, Aundh, Pune 411007 | 2012-13 | NA
Drain Valve | Sluice Valve 450 mm | NA | Filter House | 1 | M/s R.B Krishnani | Temghar | Plant and Machinery | Found | No | 2014-07-24 | 2026-03-03 | B-1/89 For 2012-13 | 181000 | 181000 | Updated | NA | 8044464585 | B-10 Shirine Garden Opp, ITI Road, Aundh, Pune 411007 | 2012-13 | NA
FILTER BED NO 20 | FILTER BED NO 20 [WITHOUT NOZZLES] | NA | Filter House | 1 | M/s Sai Abhimanu MKSS Ltd | Temghar | Plant and Machinery | Found | No | 2012-09-12 | 2026-01-10 | B-1/37 For 2012-13 | 44925.33 | 44925.33 | Not Uploaded | NA | NA | NA | 2012-13 | NA
Inlet Valve | Sluice Valve 450 mm For Inlet Valve | NA | Filter House | 1 | M/s R.B Krishnani | Temghar | Plant and Machinery | Found | No | 2014-07-24 | 2026-03-03 | B-1/89 For 2012-13 | 181000 | 181000 | Updated | NA | 8044464585 | B-10 Shirine Garden Opp, ITI Road, Aundh, Pune 411007 | 2012-13 | NA
Outlet Valve | Butterfly valve for 500 mm | NA | Filter House | 1 | M/s R.B Krishnani | Temghar | Plant and Machinery | Found | No | 2014-07-24 | 2026-03-03 | B-1/89 For 2012-13 | 266310 | 266310 | Updated | NA | 8044464585 | B-10 Shirine Garden Opp, ITI Road, Aundh, Pune 411007 | 2012-13 | NA
Wash Water Valve | Butterfly valve for 450 mm | NA | Filter House | 1 | M/s R.B Krishnani | Temghar | Plant and Machinery | Found | No | 2014-07-24 | 2026-03-03 | B-1/89 For 2012-13 | 251976 | 251976 | Updated | NA | 8044464585 | B-10 Shirine Garden Opp, ITI Road, Aundh, Pune 411007 | 2012-13 | NA
Drain Valve | Sluice Valve 450 mm | NA | Filter House | 1 | M/s R.B Krishnani | Temghar | Plant and Machinery | Found | No | 2014-07-24 | 2026-03-03 | B-1/89 For 2012-13 | 181000 | 181000 | Updated | NA | 8044464585 | B-10 Shirine Garden Opp, ITI Road, Aundh, Pune 411007 | 2012-13 | NA
FILTER BED NO 21 | FILTER BED NO 21 [WITHOUT NOZZLES] | NA | Filter House | 1 | Bhiwandi Corporation | Temghar | Plant and Machinery | Found | No | NA | NA | NA | NA | NA | Not Uploaded | NA | NA | NA | 2012-13 | NA
Inlet Valve | Sluice Valve 450 mm For Inlet Valve | NA | Filter House | 1 | Bhiwandi Corporation | Temghar | Plant and Machinery | Found | No | NA | NA | NA | NA | NA | Updated | NA | NA | NA | NA | NA
Outlet Valve | Butterfly valve for 500 mm | NA | Filter House | 1 | Bhiwandi Corporation | Temghar | Plant and Machinery | Found | No | NA | NA | NA | NA | NA | Updated | NA | NA | NA | NA | NA
Wash Water Valve | Butterfly valve for 450 mm | NA | Filter House | 1 | Bhiwandi Corporation | Temghar | Plant and Machinery | Found | No | NA | NA | NA | NA | NA | Updated | NA | NA | NA | NA | NA
Drain Valve | Sluice Valve 450 mm | NA | Filter House | 1 | Bhiwandi Corporation | Temghar | Plant and Machinery | Found | No | NA | NA | NA | NA | NA | Updated | NA | NA | NA | NA | NA
FILTER BED NO 22 | FILTER BED NO 22 [WITHOUT NOZZLES] | NA | Filter House | 1 | Bhiwandi Corporation | Temghar | Plant and Machinery | Found | No | NA | NA | NA | NA | NA | Not Uploaded | NA | NA | NA | 2012-13 | NA
Inlet Valve | Sluice Valve 450 mm For Inlet Valve | NA | Filter House | 1 | Bhiwandi Corporation | Temghar | Plant and Machinery | Found | No | NA | NA | NA | NA | NA | Updated | NA | NA | NA | NA | NA
Outlet Valve | Butterfly valve for 500 mm | NA | Filter House | 1 | Bhiwandi Corporation | Temghar | Plant and Machinery | Found | No | NA | NA | NA | NA | NA | Updated | NA | NA | NA | NA | NA
Wash Water Valve | Butterfly valve for 450 mm | NA | Filter House | 1 | Bhiwandi Corporation | Temghar | Plant and Machinery | Found | No | NA | NA | NA | NA | NA | Updated | NA | NA | NA | NA | NA
Drain Valve | Sluice Valve 450 mm | NA | Filter House | 1 | Bhiwandi Corporation | Temghar | Plant and Machinery | Found | No | NA | NA | NA | NA | NA | Updated | NA | NA | NA | NA | NA
Cupboard | Godrej | Godrej | Chemist lab | 1 | Maharashtra Small Scale Industries Development Corporation Limited (M.S.S.I.D.C) | Temghar | Plant and Machinery | Found | No | 2014-07-10 | 2026-02-26 | STEM/TB/1508 | 6920 | 6920 | Updated | adminmssidc-mh@mah.gov.in | 022-22611121 | Plot No. D-10, Road No. 33 Wagle Indl. Estate, Indira Nagar, thane 400604 |  | Cupboard
Distill Water Heater | Sr. No.7655 M BDB 002527 AX 4 ltr/Hr and 3Kw | NA | Chemist lab | 1 | Khushaboo Scientific Pvt Ltd | Temghar | Plant and Machinery | Found | No | 2023-12-21 | 2026-01-29 | B-1/42 For 2023-24 | 65800 | 65800 | Updated | sales@khushbooscientific.com | 022 4884 4884 | 15th Floor, Jolly Maker Chamber - II, Nariman Point, Mumbai - 400021 | 2023-24 | Distill Water Heater
TubeLight | Inverter LED Batten 20 W tubelight 2yrs Warranty | Philips | Chemist lab | 4 | M/s Power Engineer Corporation, Thane | Temghar | Electrical Fitting | Found | No | 2023-07-14 | 2026-03-04 | B-1/02 For 2023-24 | 1169.7 | 4678.8 | Uploaded | pjj.pec@gmail.com | 9820023829 | 6, Trimurti, Swanand Nagar, Beturkar Pada Kalyan West | 2023-24 | TubeLight
Box Steel Rack Blue white | Supply of M.S Powder Coated Slotted Angle Pigen Hole Rack with GI Shelves & Partitions | Tata Steel | New Store Room | 6 | GoSwami Storage Racks | Temghar | Furniture and Fixture | Found | No | 2025-07-29 | 2026-03-25 | NA | 17067 | 102402 |  | Sales@gostorageracks.com | 7666192071 | Bhoomi World Industrial Park, Mumbai-Nashik Highway, Pimplas, Tal-Bhiwandi, Dist.Thane - 421302 | 2025-26 | Steel Rack
Tubelight | Inverter LED Batten 20 W tubelight 2yrs Warranty | Philips | New Store Room | 8 | M/s Power Engineer Corporation, Thane | Temghar | Electrical Fitting | Found | No | 2023-07-14 | 2026-03-04 | B-1/02 For 2023-24 | 1169.7 | 9357.6 |  | pjj.pec@gmail.com | 9820023829 | 6, Trimurti, Swanand Nagar, Beturkar Pada Kalyan West | 2023-24 | Tubelight
Ceiling Fan | Supply of Ceiling Fan | NA | New Store Room | 1 | M/s Power Engineer Corporation, Thane | Temghar | Electrical Fitting | Found | No | 2023-07-14 | 2026-03-04 | B-1/02 For 2023-24 | 4001 | 4001 | Updated | pjj.pec@gmail.com | 9820023829 | 6, Trimurti, Swanand Nagar, Beturkar Pada Kalyan West | 2023-24 | Celling fan
Steel Rack | Supply of M.S Powder Coated Medium Duty Racks With G.I Deck Panels 750kg Load Capacity | NA | New Store Room | 10 | GoSwami Storage Racks | Temghar | Furniture and Fixture | Found | No | 2025-07-29 | 2026-03-25 | NA | 65497 | 654970 |  | Sales@gostorageracks.com | 7666192071 | Bhoomi World Industrial Park, Mumbai-Nashik Highway, Pimplas, Tal-Bhiwandi, Dist.Thane - 421302 | 2025-26 | NA
APFC Panel | AUTOMATIC POWER FACTOR CORRECTION PANEL (500KVR SR.No.004) | NA | New Pump House | 2 | M/s SM Polymers | Temghar | Plant and Machinery | Found | No | 2025-05-05 | 2026-02-18 | B-1/16 For 2024-25 | 259500 | 519000 | Uploaded | smpolymer@gmail.com | 8104458378/8425051255 | 4B/8, Om Sudama C.H.S., Kalwa, Thane - 400605 | 2024-25 | AUTOMATIC POWER FACTOR CORRECTION PANEL
Main L.T PANEL | SITC of Main LT Panel | ABB | New Pump House | 1 | Mana Electric and Engineering Services | Temghar | Plant and Machinery | Found | No | 2023-03-31 | 2026-02-16 | B-1/36 For 2022-23 | 91198289 | 91198289 | Uploaded | Manaelectric@gmail.com | 7719007222 | HEET-NEST BUILDING IN FRONT OF HDFC BANK KATRAP ROAD BADLAPUR (EAST) - 421503 | 2022-23 | Main L.T PANEL
Air conditioner | Supply of Split type variable speed inverter technology room Air conditioner 250V 1.5TON | Emperia | Rest house(Room.no.4) | 1 | M/s Power Engineer Corporation | Temghar | Office Equipement | Found | No | 2019-03-23 | 2026-03-23 | B-1/53 For 2019-20 | 45657.02 | 45657.02 |  | pjj.pec@gmail.com | 9820023829 | 6, Trimurti, Swanand Nagar, Beturkar Pada Kalyan West | 2019-20 | Wooden Drawers
Coffee Table - Cairo | Glass Square shape tea poy | NA | Rest house(Room.no.4) | 1 | Classic Enterprises | Temghar | Furniture and Fixture | Found | No | 2019-05-29 | 2026-01-23 | 007/2019-20 | 10311 | 10311 | Updated | NA | NA | NA | 2019-20 | Glass Square shape tea poy
Wooden Drawers | Brown Wooden Drawer | NA | Rest house(Room.No.1) | 1 | Bhagirath Interiors | Temghar | Furniture and Fixture | Found | No | 2019-03-20 | 2026-01-23 | 0162-18/19, 0165-18/19 | 9405 | 9405 |  | bhagirathinteriors@gmail.com | 9930806006 | Manpada junction, Opp Titan Hospital, G.B Road, Thane(W) 400607 | 2018-19 | NA
Wooden Drawers | Brown Wooden Drawer | NA | Rest house(Room.No.2) | 1 | Bhagirath Interiors | Temghar | Furniture and Fixture | Found | No | 2019-03-20 | 2026-01-23 | 0162-18/19, 0165-18/19 | 9405 | 9405 |  | bhagirathinteriors@gmail.com | 9930806006 | Manpada junction, Opp Titan Hospital, G.B Road, Thane(W) 400607 | 2018-19 | NA
Wooden Drawers | Brown Wooden Drawer | NA | Rest house(Room.No.3) | 1 | Bhagirath Interiors | Temghar | Furniture and Fixture | Found | No | 2019-03-20 | 2026-01-23 | 0162-18/19, 0165-18/19 | 9405 | 9405 |  | bhagirathinteriors@gmail.com | 9930806006 | Manpada junction, Opp Titan Hospital, G.B Road, Thane(W) 400607 | 2018-19 | NA
Coffee Table - Cairo | Brown color Glass Square Tea poy | Na | Rest house(Room.no.2) | 1 | Classic Enterprises | Temghar | Office Equipement | Found | No | 2019-05-29 | 2026-01-23 | 007/2019-20 | 10311 | 10311 | Updated | NA | NA | NA | 2019-20
Coffee Table - Gayle | Tea poy Glass black color (circle shape) | NA | Rest House (Main Hall) | 1 | Classic Enterprises | Temghar | Furniture and Fixture | Found | No | 2019-05-29 | 2026-01-23 | 007/2019-20 | 15697 | 15697 | Updated | NA | NA | NA | 2019-20
Tea poy Glass | Tea poy Glass black color | NA | Rest house(Room.no.1) | 2 | NA | Temghar | Furniture and Fixture | Found | No | NA | 2026-03-25 | NA | 0 | 0 |  | NA | NA | NA | NA | NA
Coffee Table - Gayle | Tea poy Glass black color circle shape | NA | Rest house(Room.no.3) | 1 | Classic Enterprises | Temghar | Furniture and Fixture | Found | No | 2019-05-29 | 2026-01-23 | 007/2019-20 | 15697 | 15697 | Updated | NA | NA | NA | 2019-20
Visitor cushion chair | Orbit Fix Legged Mesh chair | Orbit | Cabin no.4 | 1 | Bhagirath interiors | Temghar | Furniture and Fixture | Found | No | 2023-02-11 | 2026-01-10 | 11-23/24 | 7611 | 7611 | Updated | NA | NA | Manpada junction, Opp Titan Hospital, G.B Road, Thane(W) 400610 | 2023-24 | Supply of Desktop Table Medium Size
Printer | Supply of HP Leser Jet Printer 1108 | HP | Chemist lab | 1 | J. P. Services | Temghar | Office Equipement | Found | No | 2025-07-24 | 2026-01-10 | JPS-2025-26/0060 | 9950 | 9950 | Updated | contact@jpservices.co.in | 93213602505/7777090510 | 9/4 Matruchaya Chawl, New Shivaji Nagar, Kalwa, Thane 400605 | 2025-26
Computer System | Supply of All in one Computer of Lenovo NEO 30a | Lenovo | New Pump House | 1 | Green apple compunet | Temghar | Computer | Found | No | 2024-07-22 | 2026-01-19 | GAC-003800/24-25 | 52100 | 52100 | Updated | computechgreen@gmail.com | 9022260222/9594248270 | Shop No.1,2 & 3, Gajanan Commercial Complex, Datta Mandir RD, Thane west 400601 | 2024-25 | Supply of Wooden bed with Pillow and mattress
Sluice Valve of Service water Pump No.1 | For Inlet valve | NA | Machine Room | 1 | NA | Temghar | Plant and Machinery | Found | No | NA | 2026-03-20 | NA | 0 | 0 |  | NA | NA | NA | NA | Sluice Valve of Service water Pump No.1 Inlet Valve
Sluice Valve of Service water Pump No.2 | For Inlet valve | NA | Machine Room | 1 | NA | Temghar | Plant and Machinery | Found | No | NA | 2026-03-20 | NA | 0 | 0 |  | NA | NA | NA | NA | Sluice Valve of Service water Pump No.2 Inlet Valve
Sluice Valve of Service water Pump No.1 | For Outlet Valve 125 mm PN 1.6 | Aarko | Machine Room | 1 | NA | Temghar | Plant and Machinery | Found | No | NA | 2026-03-20 | NA | 0 | 0 |  | NA | NA | NA | NA | NA
Sluice Valve of Service water Pump No.2 | For Outlet Valve 125 mm PN 1.6 | Aarko | Machine Room | 1 | NA | Temghar | Plant and Machinery | Found | No | NA | 2026-03-20 | NA | 0 | 0 |  | NA | NA | NA | NA | NA
Sluice Valve of TMC Wash water pump | For outlet Valve 400mm | NA | Machine Room | 1 | NA | Temghar | Plant and Machinery | Found | No | NA | 2026-03-20 | NA | 0 | 0 |  | NA | NA | NA | NA | NA
NRV for Service water Pump No.1 | 125 mm PN 1.6 | Aarko | Machine Room | 1 | NA | Temghar | Plant and Machinery | Found | No | NA | 2026-03-20 | NA | 0 | 0 |  | NA | NA | NA | NA | NRV for Service water Pump No.1
NRV for Service water Pump No.2 | 125 mm PN 1.6 | Krishna | Machine Room | 1 | NA | Temghar | Plant and Machinery | Found | No | NA | 2026-03-20 | NA | 0 | 0 |  | NA | NA | NA | NA | NRV for Service water Pump No.2
Dismenting Joint | For Wash water Pump No.1 | NA | Machine Room | 1 | NA | Temghar | Plant and Machinery | Found | No | NA | 2026-03-20 | NA | 0 | 0 |  | NA | NA | NA | NA | Dismenting Joint For Wash water Pump No.1
Dismenting Joint | For Wash Water Pump No.2 | NA | Machine Room | 1 | NA | Temghar | Plant and Machinery | Found | No | NA | 2026-03-20 | NA | 0 | 0 |  | NA | NA | NA | NA | Dismenting Joint for Wash water pump No.2
EOT Crane | EOT Crane 10 TON | ARDEE | New Pump House | 1 | M/s Suvas Electricals Thane | Temghar | Plant and Machinery | Found | No | 2019-01-30 | 2026-02-18 | B-146 For 2016-17 | 1141315 | 1141315 | Updated | suvaselectricals@gmail.com | 25447696 | Jaydeep Emphasis Unit No. 405, Opp. Punjab National Bank, Near Datta Mandir, Mulund Wagle Check, Thane. | 2016-17 | Crane
Microtex Battery Tabular 12V Inverter Battary | Supply of Microtek Battary charger | Microtek | New Pump House | 1 | M/s Trafitek Solutions Pvt. Ltd. Thane | Temghar | Plant and Machinery | Found | No | 2024-06-03 | 2026-03-04 | B-1/67 For 2023-24 | 23119 | 23119 | Updated | tsplhq@trafitek.com | 225316608 | ZENIA, 3rd Floor, 305, Hiranandani Estate, Next to Arcadia, G.B Road, Thane [West] 400607 | 2023-24 | 2500 VA Inverter
Air conditioner | Supply of Split type Air Conditioner 3 TON 415 V | Bluestar | New Pump House | 1 | M/s Suvas Electricals Thane | Temghar | Office Equipement | Found | No | 2020-03-20 | 2026-03-05 | B-1/46 for 2016-17 | 85808 | 85808 | Updated | suvaselectricals@gmail.com | 25447696 | Jaydeep Emphasis Unit No. 405, Opp. Punjab National Bank, Near Datta Mandir, Mulund Wagle Check, Thane. | 2016-17 | Bluestar 3 TON AC
Air conditioner | Supply of Split type Air Conditioner 3 TON 415 V | Bluestar | New Pump House | 1 | M/s Suvas Electricals Thane | Temghar | Office Equipement | Found | No | 2020-03-20 | 2026-03-05 | B-1/46 for 2016-17 | 85808 | 85808 | Updated | suvaselectricals@gmail.com | 25447696 | Jaydeep Emphasis Unit No. 405, Opp. Punjab National Bank, Near Datta Mandir, Mulund Wagle Check, Thane. | 2016-17 | Bluestar 3 TON AC
Air conditioner | Supply of Split type Air Conditioner 3 TON 415 V | Bluestar | New Pump House | 1 | M/s Suvas Electricals Thane | Temghar | Office Equipement | Found | No | 2020-03-20 | 2026-03-05 | B-1/46 for 2016-17 | 85808 | 85808 | Updated | suvaselectricals@gmail.com | 25447696 | Jaydeep Emphasis Unit No. 405, Opp. Punjab National Bank, Near Datta Mandir, Mulund Wagle Check, Thane. | 2016-17 | Bluestar 3 TON AC
Air conditioner | Supply of Air Condtioner 1 TON | Mitsubishi | New Pump House | 1 | Global Enterprise | Temghar | Office Equipement | Found | No | 2024-05-15 | 2026-01-17 | 18 | 42174 | 42174 | Updated | globalentp13@gmail.com | 9324349923 | 09, Risbud house siddhivinayak shopping center, opp bata showroom near jambhali naka station road, Thane (W) 400601 | 2024-25 | Mitsubishi 1 TON AC
Energy Monitoring Panel | Supply of Energy Monitoring Panel (IOT Controller with dual RS 485 communication port & integrated mordern for remote communication over cloud) | Custom | New Pump House | 3 | M/s SM Polymers | Temghar | Plant and Machinery | Found | No | 2023-03-30 | 2026-03-17 | B-1/70 for 2023-24 | 128000 | 384000 | Uploaded | smpolymer@gmail.com | 8104458378/8425051255 | 4B/8, Om Sudama C.H.S., Kalwa, Thane - 400605 | 2023-24 | Energy Monitoring Panel
Alert Panel | Supply of Alert Panel | NA | New Pump House | 1 | M/s Si-tech System | Temghar | Plant and Machinery | Found | No | 2025-10-15 | 2026-02-18 | B- | 480560 | 480560 | Updated |  |  |  |  | Alert Panel
Remote Control Panel | Supply of Remote Control Panel for submersible pumps | NA | New Pump House | 1 | M/s Suvas Electricals Thane | Temghar | Plant and Machinery | Found | No | 2019-10-24 | 2026-02-23 | B-1/46 for 2016-17 (Pt. II) | 153000 | 153000 | Updated | suvaselectricals@gmail.com | 25447696 | Jaydeep Emphasis Unit No. 405, Opp. Punjab National Bank, Near Datta Mandir, Mulund Wagle Check, Thane. |  | Remote Control Panel
H.T VCB Panel for 500HP Pump No.1 | 3.3 kV H.T Circuit Breaker | Jyoti | New Pump House | 1 | M/s Suvas Electricals Thane | Temghar | Plant and Machinery | Found | No | 2017-09-29 | 2026-02-18 | B-1/46 For 2016-17 | 681463 | 681463 | Uploaded | suvaselectricals@gmail.com | 25447696 | Jaydeep Emphasis Unit No. 405, Opp. Punjab National Bank, Near Datta Mandir, Mulund Wagle Check, Thane. | 2016-17 | H.T VCB Panel for 500HP Pump No.1
H.T VCB Panel for 500HP Pump No.2 | 3.3 kV H.T Circuit Breaker | Jyoti | New Pump House | 1 | M/s Suvas Electricals Thane | Temghar | Plant and Machinery | Found | No | 2017-09-29 | 2026-02-18 | B-1/46 For 2016-17 | 681463 | 681463 | Uploaded | suvaselectricals@gmail.com | 25447696 | Jaydeep Emphasis Unit No. 405, Opp. Punjab National Bank, Near Datta Mandir, Mulund Wagle Check, Thane. | 2016-17 | H.T VCB Panel for 500HP Pump No.2
H.T VCB Panel for 500HP Pump No.3 | 3.3 kV H.T Circuit Breaker | Jyoti | New Pump House | 1 | M/s Suvas Electricals Thane | Temghar | Plant and Machinery | Found | No | 2017-09-29 | 2026-02-18 | B-1/46 For 2016-17 | 681463 | 681463 | Uploaded | suvaselectricals@gmail.com | 25447696 | Jaydeep Emphasis Unit No. 405, Opp. Punjab National Bank, Near Datta Mandir, Mulund Wagle Check, Thane. | 2016-17 | H.T VCB Panel for 500HP Pump No.3
H.T VCB Panel for 500HP Pump No.4 | 3.3 kV H.T Circuit Breaker | Jyoti | New Pump House | 1 | M/s Suvas Electricals Thane | Temghar | Plant and Machinery | Found | No | 2017-09-29 | 2026-02-18 | B-1/46 For 2016-17 | 681463 | 681463 | Uploaded | suvaselectricals@gmail.com | 25447696 | Jaydeep Emphasis Unit No. 405, Opp. Punjab National Bank, Near Datta Mandir, Mulund Wagle Check, Thane. | 2016-17 | H.T VCB Panel for 500HP Pump No.4
Incomer for 500HP | 3.3 kV H.T Circuit Breaker | Jyoti | New Pump House | 1 | M/s Suvas Electricals Thane | Temghar | Plant and Machinery | Found | No | 2019-01-30 | 2026-02-18 | B-146 For 2016-17 | 357707 | 357707 | Uploaded | suvaselectricals@gmail.com | 25447696 | Jaydeep Emphasis Unit No. 405, Opp. Punjab National Bank, Near Datta Mandir, Mulund Wagle Check, Thane. | 2016-17 | Incomer for 500HP
Tie Coupler For 500 HP | 3.3 kV H.T Circuit Breaker | Jyoti | New Pump House | 1 | M/s Suvas Electricals Thane | Temghar | Plant and Machinery | Found | No | 2019-01-30 | 2026-02-18 | B-146 For 2016-17 | 681463 | 681463 | Updated | suvaselectricals@gmail.com | 25447696 | Jaydeep Emphasis Unit No. 405, Opp. Punjab National Bank, Near Datta Mandir, Mulund Wagle Check, Thane. | 2016-17 | Tie Coupler For 500 HP
Dismenting Joint | For Service Water Pump Set No.1 | NA | Machine Room | 1 | NA | Temghar | Plant and Machinery | Found | No | NA | 2026-03-20 | NA | 0 | 0 |  | NA | NA | NA | NA | Dismenting Joint for Service water pump No.1
Dismenting Joint | For Service Water Pump Set No.1 | NA | Machine Room | 1 | NA | Temghar | Plant and Machinery | Found | No | NA | 2026-03-20 | NA | 0 | 0 |  | NA | NA | NA | NA | Dismenting Joint for Service water pump No.1
Dismenting Joint | For Service Water Pump Set No.2 | NA | Machine Room | 1 | NA | Temghar | Plant and Machinery | Found | No | NA | 2026-03-20 | NA | 0 | 0 |  | NA | NA | NA | NA | Dismenting Joint for Service water pump No.2
Fire Extinguiser | Supply of ABC Type Fire Extinguiser 1KG Powder | NA | Sectional Engineer (Electrical) Cabin | 1 | Shakti Fire Equipment company | Temghar | Plant and Machinery | Found | No | NA | 2026-03-21 | NA | 0 | 0 | Uploaded | NA | NA | NA | NA | Click pic
Fire Extinguiser | Supply of 6 KG ABC Powder Type Fire Extinguiser | NA | Machine Room | 1 | Shakti Fire Equipment company | Temghar | Plant and Machinery | Found | No | 2020-01-03 | 2026-02-16 | B-1/23 For 2018-19 | 3950 | 3950 | Updated | Pankaj@sfec.in | 9768944030 | Shop No. 9 Mahaveer Heavens, Nr Agarwal College, Aadharwadi, Kalyan West, 421301
Fire Extinguiser | Supply of ABC Type Fire Extinguiser 4.5KG Powder | NA | Machine Room | 1 | NA | Temghar | Plant and Machinery | Found | No | NA | 2026-03-20 | NA | 0 | 0 | Uploaded | NA | NA | NA | NA
Fire Extinguiser | Supply of 6 KG ABC Powder Type Fire Extinguiser | NA | Machine Room | 1 | Shakti Fire Equipment company | Temghar | Plant and Machinery | Found | No | 2020-01-03 | 2026-02-16 | B-1/23 For 2018-19 | 3950 | 3950 | Updated | Pankaj@sfec.in | 9768944030 | Shop No. 9 Mahaveer Heavens, Nr Agarwal College, Aadharwadi, Kalyan West, 421301
Fire Extinguiser | Supply of 6 KG ABC Powder Type Fire Extinguiser | NA | Machine Room | 1 | Shakti Fire Equipment company | Temghar | Plant and Machinery | Found | No | 2020-01-03 | 2026-02-16 | B-1/23 For 2018-19 | 3950 | 3950 | Updated | Pankaj@sfec.in | 9768944030 | Shop No. 9 Mahaveer Heavens, Nr Agarwal College, Aadharwadi, Kalyan West, 421301
Exhaust Fan | Supply of Heavy Duty Exhaust Fan 230V 375/380mm 1400 RPM | NA | New Pump House | 6 | M/s Suvas Electricals Thane | Temghar | Plant and Machinery | Found | No | 2020-03-20 | 2026-03-05 | B-1/46 for 2016-17 | 3668 | 22008 | Uploaded | suvaselectricals@gmail.com | 25447696 | Jaydeep Emphasis Unit No. 405, Opp. Punjab National Bank, Near Datta Mandir, Mulund Wagle Check, Thane. |  | Exhaust Fan
Exhaust Fan | Supply of Heavy Duty Exhaust Fan 230V 450mm 1400 RPM | NA | New Pump House | 2 | M/s Suvas Electricals Thane | Temghar | Plant and Machinery | Found | No | 2020-03-20 | 2026-03-05 | B-1/46 for 2016-17 | 5054 | 10108 | Uploaded | suvaselectricals@gmail.com | 25447696 | Jaydeep Emphasis Unit No. 405, Opp. Punjab National Bank, Near Datta Mandir, Mulund Wagle Check, Thane. |  | Exhaust Fan
Transformer | 2500kVA 22kV/3.3kV | Urja | New Pump House | 3 | M/s Friend's Engineering Corporation, Navi Mumbai | Temghar | Plant and Machinery | Found | No | 2019-01-30 | 2026-02-18 | B-14 for 2016-17 | 2010216 | 6030648 | Uploaded | Contactus@friendsengg.in | 27578869 & 25386926 | 3, Manisha Co-Op HSG. Society, Vrindavan, Thane 400601 | 2016-17
Transformer | 750 kVA 22kV/0.430kV | Urja | New Pump House | 2 | M/s Friend's Engineering Corporation, Navi Mumbai | Temghar | Plant and Machinery | Found | No | 2019-01-30 | 2026-02-18 | B-1/43 For 2009-10 | 2010216 | 4020432 | Uploaded | Contactus@friendsengg.in | 27578869 & 25386926 | 3, Manisha Co-Op HSG. Society, Vrindavan, Thane 400601 | 2009-10
Transformer | 5000 kVA 22kV/3.3kV | Kirloskar | New Pump House | 1 | M/s Friend's Engineering Corporation, Navi Mumbai | Temghar | Plant and Machinery | Found | No | 2019-01-30 | 2026-02-18 | NA | 2010216 | 2010216 | Updated | Contactus@friendsengg.in | 27578869 & 25386926 | 3, Manisha Co-Op HSG. Society, Vrindavan, Thane 400601 | NA
Fire Extinguiser | Supply of 6 KG ABC Powder Type Fire Extinguiser | NA | New Pump House | 6 | Shakti Fire Equipment company | Temghar | Plant and Machinery | Found | No | 2020-01-03 | 2026-02-16 | B-1/23 For 2018-19 | 3950 | 23700 | Updated | Pankaj@sfec.in | 9768944030 | Shop No. 9 Mahaveer Heavens, Nr Agarwal College, Aadharwadi, Kalyan West, 421301 | 2018-19 | Fire Extinguiser 6KG Powder No.1
Fire Extinguiser | Supply of ABC Type Fire Extinguiser 4.5KG Powder | NA | New Pump House | 1 | Shakti Fire Equipment company | Temghar | Plant and Machinery | Found | No | NA | 2026-03-21 | NA | 0 | 0 | Uploaded | NA | NA | NA | NA | Fire Extinguiser No.1 (4.5 KG)
Fire Extinguiser | Supply of ABC Type Fire Extinguiser 4.5KG Powder | NA | New Pump House | 1 | Shakti Fire Equipment company | Temghar | Plant and Machinery | Found | No | NA | 2026-03-21 | NA | 0 | 0 | Uploaded | NA | NA | NA | NA | Fire Extinguiser No.2 (4.5 KG)
Fire Extinguiser | Supply of ABC Type Fire Extinguiser 4.5KG Powder | NA | New Pump House | 1 | Shakti Fire Equipment company | Temghar | Plant and Machinery | Found | No | NA | 2026-03-21 | NA | 0 | 0 | Uploaded | NA | NA | NA | NA | Fire Extinguiser No.3 (4.5 KG)
Fire Extinguiser | Supply of ABC Type Fire Extinguiser 4.5KG Powder | NA | New Pump House | 1 | Shakti Fire Equipment company | Temghar | Plant and Machinery | Found | No | NA | 2026-03-21 | NA | 0 | 0 | Uploaded | NA | NA | NA | NA | Fire Extinguiser No.4 (4.5 KG)
White Board | Supply of White Board | NA | New Pump House | 1 | NA | Temghar | Plant and Machinery | Found | No | NA | NA | NA | NA | NA | NA | NA | NA | NA | NA | White Board
Sigma Revolving Chair | Supply of Revolving chair | Sigma | New Pump House | 1 | Kasturi steel furniture manufacturing LLP | Temghar | Furniture and Fixture | Found | No | 2023-03-02 | 2025-12-31 | 397-22/23 | 6500 | 6500 | Uploaded | kasturisteelfurniture@gmail.com | 9820797926 | Gala No 23D, 9 Acre, Kothari Compound, Chitalsar Manapada, Thane(W) 400607 | 2022-23 | Sigma Revolving Chair
Visiting Orbit Chair | Supply of Visiting Chair | Orbit | New Pump House | 1 | Kasturi steel furniture manufacturing LLP | Temghar | Furniture and Fixture | Found | No | 2023-03-02 | 2025-12-31 | 397-22/23 | 5000 | 5000 | Uploaded | kasturisteelfurniture@gmail.com | 9820797926 | Gala No 23D, 9 Acre, Kothari Compound, Chitalsar Manapada, Thane(W) 400607 | 2022-23 | NA
Visiting Orbit Chair | Supply of Visiting Chair | Orbit | New Pump House | 1 | Bhagirath interiors | Temghar | Furniture and Fixture | Found | No | 2023-02-11 | 2025-12-31 | 11-23/24 | 7611 | 7611 | Uploaded | bhagirathinteriors@gmail.com | 9930806009 | Manpada junction, Opp Titan Hospital, G.B Road, Thane(W) 400610 | 2023-24 | NA
H.T VCB Panel for 900HP Pump General Panel | 3.3 kV H.T Circuit Breaker | sclneir | Old Pump House | 1 | NA | Temghar | Plant and Machinery | Found | No | NA | 2026-03-21 | NA | 0 | 0 |  | NA | NA | NA | NA | NA
H.T VCB Panel for 900HP Pump No.1 | 3.3 kV H.T Circuit Breaker | Alston | Old Pump House | 1 |  | Temghar | Plant and Machinery | Found | No |  |  | NA | 0 | 0 | Updated | NA | NA | NA | NA | NA
H.T VCB Panel for 900HP Pump No.2 | 3.3 kV H.T Circuit Breaker | Alston | Old Pump House | 1 | NA | Temghar | Plant and Machinery | Found | No | NA | 2026-03-21 | NA | 0 | 0 |  | NA | NA | NA | NA | NA
Incomer No.1 | Supply of Incomer 3.3kV 1250A | Alston | Old Pump House | 1 | NA | Temghar | Plant and Machinery | Found | No | NA | 2026-02-20 | NA | 0 | 0 |  | NA | NA | NA | NA | NA
Incomer No.2 | Supply of Incomer 3.3kV 1250A |  | Old Pump House | 1 |  | Temghar | Plant and Machinery | Found | Archived | NA | NA | NA | NA | [5 empty] | NA | NA
H.T VCB Panel for 900HP Pump No.3 | 3.3 kV H.T Circuit Breaker | Jyoti | Old Pump House | 1 | NA | Temghar | Plant and Machinery | Found | No | NA | 2026-03-21 | NA | 0 | 0 |  | NA | NA | NA | NA | NA
H.T VCB Panel for 900HP Pump No.4 | 3.3 kV H.T Circuit Breaker | Jyoti | Old Pump House | 1 | NA | Temghar | Plant and Machinery | Found | No | NA | 2026-03-21 | NA | 0 | 0 |  | NA | NA | NA | NA | NA
H.T VCB Panel for 900HP Pump No.5 | 3.3 kV H.T Circuit Breaker | Jyoti | Old Pump House | 1 | NA | Temghar | Plant and Machinery | Found | No | NA | 2026-03-21 | NA | 0 | 0 |  | NA | NA | NA | NA | NA
H.T VCB Panel for 900HP Pump No.6 | 3.3 kV H.T Circuit Breaker | Kilbum | Old Pump House | 1 | M/s Friend's Engineering Corporation, Navi Mumbai | Temghar | Plant and Machinery | Found | No | 2008-12-15 | 2026-03-04 | B-1/56 For 2007-08 | 0 | 0 |  | NA | NA | NA | NA | NA
H.T VCB Panel for 900HP Pump No.7 | 3.3 kV H.T Circuit Breaker | Jyoti | Old Pump House | 1 | NA | Temghar | Plant and Machinery | Found | No | NA | 2026-03-21 | NA | 0 | 0 |  | NA | NA | NA | NA | NA
Visiting Orbit Chair | Supply of Visiting Chair | Orbit | Old pump house | 1 | Bhagirath interiors | Temghar | Furniture and Fixture | Found | No | 2023-02-11 | 2025-12-31 | 11-23/24 | 7611 | 7611 | Uploaded | bhagirathinteriors@gmail.com | 9930806009 | Manpada junction, Opp Titan Hospital, G.B Road, Thane(W) 400610 | 2023-24 | NA
Visiting Orbit Chair | Supply of Visiting Chair | Orbit | Old pump house | 1 | Bhagirath interiors | Temghar | Furniture and Fixture | Found | No | 2023-02-11 | 2025-12-31 | 11-23/24 | 7611 | 7611 | Uploaded | bhagirathinteriors@gmail.com | 9930806009 | Manpada junction, Opp Titan Hospital, G.B Road, Thane(W) 400610 | 2023-24 | NA
Fire Extinguiser | Supply of Fire Extinguiser 4.5KG Type ABC Powder | NA | Old Pump House | 1 | Shakti Fire Equipment company | Temghar | Plant and Machinery | Found | No | NA | 2026-03-21 | NA | 0 | 0 | Uploaded | NA | NA | NA | NA | Fire Extinguiser No.1 (4.5 KG)
Fire Extinguiser | Supply of Fire Extinguiser 4.5KG Type ABC Powder | NA | Old Pump House | 1 | Shakti Fire Equipment company | Temghar | Plant and Machinery | Found | No | NA | 2026-03-21 | NA | 0 | 0 | Uploaded | NA | NA | NA | NA | Fire Extinguiser No.2 (4.5 KG)
Fire Extinguiser | Supply of Fire Extinguiser 4.5KG Type ABC Powder | NA | Old Pump House | 1 | Shakti Fire Equipment company | Temghar | Plant and Machinery | Found | No | NA | 2026-03-21 | NA | 0 | 0 | Uploaded | NA | NA | NA | NA | Fire Extinguiser No.3 (4.5 KG)
Fire Extinguiser | Supply of Fire Extinguiser 4.5KG Type ABC Powder | NA | Old Pump House | 1 | Shakti Fire Equipment company | Temghar | Plant and Machinery | Found | No | NA | 2026-03-21 | NA | 0 | 0 | Uploaded | NA | NA | NA | NA | Fire Extinguiser No.4 (4.5 KG)
Fire Extinguiser | Supply of Fire Extinguiser 4.5KG Type ABC Powder | NA | Old Pump House | 1 | Shakti Fire Equipment company | Temghar | Plant and Machinery | Found | No | NA | 2026-03-21 | NA | 0 | 0 | Uploaded | NA | NA | NA | NA | Fire Extinguiser No.5 (4.5 KG)
Fire Extinguiser | Supply of Fire Extinguiser 4.5KG Type ABC Powder | NA | Old Pump House | 1 | Shakti Fire Equipment company | Temghar | Plant and Machinery | Found | No | NA | 2026-03-21 | NA | 0 | 0 | Uploaded | NA | NA | NA | NA | Fire Extinguiser No.6 (4.5 KG)
Fire Extinguiser | Supply of 6 KG ABC Powder Type Fire Extinguiser | NA | Old Pump House | 1 | Shakti Fire Equipment company | Temghar | Furniture and Fixture | Found | No | 2020-01-03 | 2026-02-16 | B-1/23 For 2018-19 | 3950 | 3950 | Updated | Pankaj@sfec.in | 9768944030 | Shop No. 9 Mahaveer Heavens, Nr Agarwal College, Aadharwadi, Kalyan West, 421301 | 2018-19 | Fire Extinguiser No.1 (6 KG)
Fire Extinguiser | Supply of 6 KG ABC Powder Type Fire Extinguiser | NA | Old Pump House | 1 | Shakti Fire Equipment company | Temghar | Furniture and Fixture | Found | No | 2020-01-03 | 2026-02-16 | B-1/23 For 2018-19 | 3950 | 3950 | Updated | Pankaj@sfec.in | 9768944030 | Shop No. 9 Mahaveer Heavens, Nr Agarwal College, Aadharwadi, Kalyan West, 421301 | 2018-19 | Fire Extinguiser No.2 (6 KG)
Fire Extinguiser | Supply of 6 KG ABC Powder Type Fire Extinguiser | NA | Old Pump House | 1 | Shakti Fire Equipment company | Temghar | Furniture and Fixture | Found | No | 2020-01-03 | 2026-02-16 | B-1/23 For 2018-19 | 3950 | 3950 | Updated | Pankaj@sfec.in | 9768944030 | Shop No. 9 Mahaveer Heavens, Nr Agarwal College, Aadharwadi, Kalyan West, 421301 | 2018-19 | Fire Extinguiser No.3 (6 KG)
Fire Extinguiser | Supply of 6 KG ABC Powder Type Fire Extinguiser | NA | Old Pump House | 1 | Shakti Fire Equipment company | Temghar | Furniture and Fixture | Found | No | 2020-01-03 | 2026-02-16 | B-1/23 For 2018-19 | 3950 | 3950 | Updated | Pankaj@sfec.in | 9768944030 | Shop No. 9 Mahaveer Heavens, Nr Agarwal College, Aadharwadi, Kalyan West, 421301 | 2018-19 | Fire Extinguiser No.4 (6 KG)
Fire Extinguiser | Supply of 6 KG ABC Powder Type Fire Extinguiser | NA | Old Pump House | 1 | Shakti Fire Equipment company | Temghar | Furniture and Fixture | Found | No | 2020-01-03 | 2026-02-16 | B-1/23 For 2018-19 | 3950 | 3950 | Updated | Pankaj@sfec.in | 9768944030 | Shop No. 9 Mahaveer Heavens, Nr Agarwal College, Aadharwadi, Kalyan West, 421301 | 2018-19 | Fire Extinguiser No.5 (6 KG)
Fire Extinguiser | Supply of 6 KG ABC Powder Type Fire Extinguiser | NA | Old Pump House | 1 | Shakti Fire Equipment company | Temghar | Furniture and Fixture | Found | No | 2020-01-03 | 2026-02-16 | B-1/23 For 2018-19 | 3950 | 3950 | Updated | Pankaj@sfec.in | 9768944030 | Shop No. 9 Mahaveer Heavens, Nr Agarwal College, Aadharwadi, Kalyan West, 421301 | 2018-19 | Fire Extinguiser No.6 (6 KG)
Fire Extinguiser | Supply of 6 KG ABC Powder Type Fire Extinguiser | NA | Old Pump House | 1 | Shakti Fire Equipment company | Temghar | Furniture and Fixture | Found | No | 2020-01-03 | 2026-02-16 | B-1/23 For 2018-19 | 3950 | 3950 | Updated | Pankaj@sfec.in | 9768944030 | Shop No. 9 Mahaveer Heavens, Nr Agarwal College, Aadharwadi, Kalyan West, 421301 | 2018-19 | Fire Extinguiser No.7 (6 KG)
Fire Extinguiser | Supply of 6 KG ABC Powder Type Fire Extinguiser | NA | Old Pump House | 1 | Shakti Fire Equipment company | Temghar | Furniture and Fixture | Found | No | 2020-01-03 | 2026-02-16 | B-1/23 For 2018-19 | 3950 | 3950 | Updated | Pankaj@sfec.in | 9768944030 | Shop No. 9 Mahaveer Heavens, Nr Agarwal College, Aadharwadi, Kalyan West, 421301 | 2018-19 | Fire Extinguiser No.8 (6 KG)
Fire Extinguiser | Supply of 6 KG ABC Powder Type Fire Extinguiser | NA | Old Pump House | 1 | Shakti Fire Equipment company | Temghar | Furniture and Fixture | Found | No | 2020-01-03 | 2026-02-16 | B-1/23 For 2018-19 | 3950 | 3950 | Updated | Pankaj@sfec.in | 9768944030 | Shop No. 9 Mahaveer Heavens, Nr Agarwal College, Aadharwadi, Kalyan West, 421301 | 2018-19 | Fire Extinguiser No.9 (6 KG)
Fire Extinguiser | Supply of 6 KG ABC Powder Type Fire Extinguiser | NA | Old Pump House | 1 | Shakti Fire Equipment company | Temghar | Furniture and Fixture | Found | No | 2020-01-03 | 2026-02-16 | B-1/23 For 2018-19 | 3950 | 3950 | Updated | Pankaj@sfec.in | 9768944030 | Shop No. 9 Mahaveer Heavens, Nr Agarwal College, Aadharwadi, Kalyan West, 421301 | 2018-19 | Fire Extinguiser No.9 (6 KG)
Fire Extinguiser | Supply of 6 KG ABC Powder Type Fire Extinguiser | NA | Old Pump House | 1 | Shakti Fire Equipment company | Temghar | Furniture and Fixture | Found | No | 2020-01-03 | 2026-02-16 | B-1/23 For 2018-19 | 3950 | 3950 | Updated | Pankaj@sfec.in | 9768944030 | Shop No. 9 Mahaveer Heavens, Nr Agarwal College, Aadharwadi, Kalyan West, 421301 | 2018-19 | Fire Extinguiser No.9 (6 KG)
Fire Extinguiser | Supply of 6 KG ABC Powder Type Fire Extinguiser | NA | New Pump House | 1 | Shakti Fire Equipment company | Temghar | Furniture and Fixture | Found | No | 2020-01-03 | 2026-02-16 | B-1/23 For 2018-19 | 3950 | 3950 | Updated | Pankaj@sfec.in | 9768944030 | Shop No. 9 Mahaveer Heavens, Nr Agarwal College, Aadharwadi, Kalyan West, 421301 | 2018-19 | Basement of New Pump House
Fire Extinguiser | Supply of 6 KG ABC Powder Type Fire Extinguiser | NA | New Pump House | 1 | Shakti Fire Equipment company | Temghar | Furniture and Fixture | Found | No | 2020-01-03 | 2026-02-16 | B-1/23 For 2018-19 | 3950 | 3950 | Updated | Pankaj@sfec.in | 9768944030 | Shop No. 9 Mahaveer Heavens, Nr Agarwal College, Aadharwadi, Kalyan West, 421301 | 2018-19 | Fire Extinguiser No.9 (6 KG)
Fire Extinguiser | Supply of ABC Type Fire Extinguiser 1KG Powder | NA | Office Passage | 1 | Shakti Fire Equipment company | Temghar | Office Equipement | Found | No | NA | 2026-03-21 | NA | 0 | 0 | Uploaded | NA | NA | NA | NA | Fire Extinguiser No.1 (1 KG)
Notice Board | Supply of Notice Board Blue color (small Size) | NA | Office Passage | 1 | NA | Temghar | Office Equipement | Found | No | NA | 2026-03-21 | NA | 0 | 0 |  | NA | NA | NA | NA | Notice Board No.1
Notice Board | Supply of Notice Board Blue color (small Size) | NA | Office Passage | 1 |  | Temghar | Office Equipement | Found | No | NA | 2026-03-21 | NA | 0 | 0 |  | NA | NA | NA | NA | Notice Board No.2
Ceiling Fan | Supply of Brown Color Ceiling Fan | crompton | Office Balcony | 1 | M/s Power Engineer Corporation, Thane | Temghar | Electrical Fitting | Found | No | 2023-07-14 | 2026-03-04 | B-1/02 For 2023-24 | 4001 | 4001 | Updated | pjj.pec@gmail.com | 9820023829 | 6, Trimurti, Swanand Nagar, Beturkar Pada Kalyan West | 2023-24 | Ceiling Fan
Network Video Recorder (NVR) - CCTV Panel | 64/80 Ch NVR for 64 IP Camera duly erected in provided U rack with wiring Connection | NA | Office Passage | 2 | M/s Trafitek Solutions Pvt. Ltd. Thane | Temghar | Office Equipement | Found | No | 2024-03-31 | 2026-03-04 | B-1/67 For 2023-24 | 100440.9 | 200881.8 | Uploaded | tsplhq@trafitek.com | 225316608 | ZENIA, 3rd Floor, 305, Hiranandani Estate, Next to Arcadia, G.B Road, Thane [West] 400607 | 2022-23
24 U Floor Mount Rack - CCTV Panel | Supply of 24U Floor Mount Rack 800x600x1267 mm | NA | Office Passage | 2 | M/s Trafitek Solutions Pvt. Ltd. Thane | Temghar | Office Equipement | Found | No | 2024-03-31 | 2026-03-04 | B-1/67 For 2023-24 | 50647 | 101294
Flowmeter | Supply of Flowmeter | NA | Office Passage | 1 | NA | Temghar | Plant and Machinery | Found | No | 2020-01-17 | 2026-02-12 | NA | 641971 | 641971 |  | NA | NA | NA | NA | Flowmeter
Visitng Orbit Chair | P-951 | NA | Filter House | 1 | M.S.S.I.D.C. | Temghar | Plant and Machinery | Found | No | 2020-08-12 | 2026-01-19 | 2602 | 3050 | 3050 | Updated | acs.mssidc@maharashtra.gov.in | 022-22611121 | NA | NA
Visitng Orbit Chair | P-951 | NA | Filter House | 1 | M.S.S.I.D.C. | Temghar | Plant and Machinery | Found | No | 2020-08-12 | 2026-01-19 | 2602 | 3050 | 3050 | Updated | acs.mssidc@maharashtra.gov.in | 022-22611121 | NA | NA
Visitng Orbit Chair | P-951 | NA | Filter House | 1 | M.S.S.I.D.C. | Temghar | Plant and Machinery | Found | No | 2020-08-12 | 2026-01-19 | 2602 | 3050 | 3050 | Updated | acs.mssidc@maharashtra.gov.in | 022-22611121 | NA | NA
Visitng Orbit Chair | P-951 | NA | Filter House | 1 | M.S.S.I.D.C. | Temghar | Plant and Machinery | Found | No | 2020-08-12 | 2026-01-19 | 2602 | 3050 | 3050 | Updated | acs.mssidc@maharashtra.gov.in | 022-22611121 | NA | NA
CCTV Dome Camera | provide and fixing CCTVSurveillance (2 megapixel IP IR Dome Camera) | HIKVision | New Pump House | 1 | M/s Suvas Electricals Thane | Temghar | Plant and Machinery | Found | No | 2020-01-23 | 2026-01-19 | B1/30 For 2019-20 | 5347 | 5347 | Updated | suvaselectricals@gmail.com | 9867772203 | Jaydeep Emphasis Unit No. 405, Opp. Punjab National Bank, Near Datta Mandir, Mulund Wagle Check, Thane. | 2019-20 | CCTV
CCTV Dome Camera | provide and fixing CCTVSurveillance (2 megapixel IP IR Dome Camera) | HIKVision | New Pump House | 1 | M/s Suvas Electricals Thane | Temghar | Plant and Machinery | Found | No | 2020-01-23 | 2026-01-19 | B1/30 For 2019-20 | 5347 | 5347 | Updated | suvaselectricals@gmail.com | 9867772203 | Jaydeep Emphasis Unit No. 405, Opp. Punjab National Bank, Near Datta Mandir, Mulund Wagle Check, Thane. | 2019-20 | CCTV
CCTV Dome Camera | provide and fixing CCTVSurveillance (2 megapixel IP IR Dome Camera) | HIKVision | New Pump House | 1 | M/s Suvas Electricals Thane | Temghar | Plant and Machinery | Found | No | 2020-01-23 | 2026-01-19 | B1/30 For 2019-20 | 5347 | 5347 | Updated | suvaselectricals@gmail.com | 9867772203 | Jaydeep Emphasis Unit No. 405, Opp. Punjab National Bank, Near Datta Mandir, Mulund Wagle Check, Thane. | 2019-20 | CCTV
CCTV Dome Camera | provide and fixing CCTVSurveillance (2 megapixel IP IR Dome Camera) | HIKVision | New Pump House | 1 | M/s Suvas Electricals Thane | Temghar | Plant and Machinery | Found | No | 2020-01-23 | 2026-01-19 | B1/30 For 2019-20 | 5347 | 5347 | Updated | suvaselectricals@gmail.com | 9867772203 | Jaydeep Emphasis Unit No. 405, Opp. Punjab National Bank, Near Datta Mandir, Mulund Wagle Check, Thane. | 2019-20 | CCTV
CCTV Dome Camera | provide and fixing CCTVSurveillance (2 megapixel IP IR Dome Camera) | HIKVision | New Pump House | 1 | M/s Suvas Electricals Thane | Temghar | Plant and Machinery | Found | No | 2020-01-23 | 2026-01-19 | B1/30 For 2019-20 | 5347 | 5347 | Updated | suvaselectricals@gmail.com | 9867772203 | Jaydeep Emphasis Unit No. 405, Opp. Punjab National Bank, Near Datta Mandir, Mulund Wagle Check, Thane. | 2019-20 | CCTV
Plastic Chair | Supply of Plastic Chair | Neelkamal | WTP Temghar | 1 | Kasturi steel furniture manufacturing LLP | Temghar | Furniture and Fixture | Found | Yes | 2025-08-30 | 2026-01-13 | 404-25/25 | 1275 | 1275 |  | kasturisteelfurniture@gmail.com | 9820797926 | Gala No 23D Acre, Kothari Compound, Chitalsar Manapada, Thane(W) 400607 | 2025-26 | NA
Computer System | LG Monitor and Zebronicx CPU | NA | Filter House | 1 | NA | Temghar | Computer | Found | No | 2019-07-30 | 2019-07-08 | AE/07/19/002 | 40800 | 40800 | Updated | NA | NA | NA | 2019-20
Desktop Table | Brown Color Computer Desktop | NA | Filter House | 1 | M.S.S.I.D.C. | Temghar | Plant and Machinery | Found | No | 2020-08-12 | 2026-01-23 | NA | 6530 | 6530 | Updated | acs.mssidc@maharashtra.gov.in | 022-22611121 | NA
18 locker cupboard | 18 locker cupboard | Godrej | Filter House | 1 | M.S.S.I.D.C. | Temghar | Furniture and Fixture | Found | No | 2018-03-27 | 2026-01-23 | 180029 | 13500 | 13500 | Updated | acs.mssidc@maharashtra.gov.in | 022-22611121 | NA | NA | 18 locker cupboard
18 locker cupboard | 18 locker cupboard | Godrej | Filter House | 1 | M.S.S.I.D.C. | Temghar | Furniture and Fixture | Found | No | 2018-03-27 | 2026-01-23 | 180029 | 13500 | 13500 | Updated | acs.mssidc@maharashtra.gov.in | 022-22611121 | NA | NA | 18 locker cupboard
Table | Rectangle Table | NA | Filter House | 1 | M.S.S.I.D.C. | Temghar | Furniture and Fixture | Found | No | 2020-08-12 | 2026-01-23 | 2602 | 13150 | 13150 | Updated | acs.mssidc@maharashtra.gov.in | 022-22611121 | NA | NA
Ceiling Fan | Supply of Ceiling Fan | Crompton | Filter House | 1 | M/s Power Engineer Corporation, Thane | Temghar | Electrical Fitting | Found | No | 2023-07-14 | 2026-03-04 | B-1/02 For 2023-24 | 4001 | 4001 | Updated | pjj.pec@gmail.com | 9820023829 | 6, Trimurti, Swanand Nagar, Beturkar Pada Kalyan West | 2023-24
Post Chlorination System No.1 | Supply of Post Chlorination system 60kg/hr Manual Chlorine gas Flow set | NA | Filter House | 1 | M/s Achala Enginnering and Electronics | Temghar | Plant and Machinery | Found | No | 2023-12-28 | 2026-03-05 | B-1/09 For 2023-24 | 286494 | 286494 | Uploaded | achalaee@gamil.com | 8652270219/9819007193 | 15, Darshan Gas compound, Opposite New Englihs School Kalwa, Thane 400605 | 2023-24
Post Chlorination System No.2 | Supply of Post Chlorination system 60kg/hr Manual Chlorine gas Flow set | NA | Filter House | 1 | M/s Achala Enginnering and Electronics | Temghar | Plant and Machinery | Found | No | 2023-12-28 | 2026-03-05 | B-1/09 For 2023-24 | 286494 | 286494 | Uploaded | achalaee@gamil.com | 8652270219/9819007193 | 15, Darshan Gas compound, Opposite New Englihs School Kalwa, Thane 400605 | 2023-24
Chlorine Leak Detectation | Supply of Chlorine Leak Detectation box | NA | Filter House | 1 | M/s Achala Enginnering and Electronics | Temghar | Plant and Machinery | Found | No | 2023-12-28 | 2026-03-05 | B-1/09 For 2023-24 | 401456 | 401456 | Uploaded | achalaee@gamil.com | 8652270219/9819007193 | 15, Darshan Gas compound, Opposite New Englihs School Kalwa, Thane 400605 | 2023-24
Tubelight | Inverter LED Batten 20 W tubelight 2yrs Warranty | Philips | Filter House | 1 | M/s Power Engineer Corporation, Thane | Temghar | Electrical Fitting | Found | No | 2023-07-14 | 2026-03-04 | B-1/02 For 2023-24 | 1169.7 | 1169.7 |  | pjj.pec@gmail.com | 9820023829 | 6, Trimurti, Swanand Nagar, Beturkar Pada Kalyan West | 2023-24
APFC Panel | 450 Volts Auto Power Factor Correction Panel | NA | Old Pump House | 1 | M/s Friend's Engineering Corporation, Navi Mumbai | Temghar | Plant and Machinery | Found | Yes | 2010-01-08 | 2026-02-16 | B-1/43 For 2009-10 | 425000 | 425000 | Uploaded | Contactus@friendsengg.in | 27578869 & 25386926 | 3, Manisha Co-Op HSG. Society, Vrindavan, Thane 400601 | 2009-10
Main LT Panel | 450 LT Panel | NA | Old Pump House | 1 | M/s Friend's Engineering Corporation, Navi Mumbai | Temghar | Plant and Machinery | Found | Yes | 2010-01-08 | 2026-02-16 | B-1/43 For 2009-10 | 2345000 | 2345000 | Uploaded | Contactus@friendsengg.in | 27578869 & 25386926 | 3, Manisha Co-Op HSG. Society, Vrindavan, Thane 400601 | 2009-10
EOT Crane | EOT Crane 10 TON | ARDEE | Old Pump House | 1 | NA | Temghar | Plant and Machinery | Found | No | NA | 2026-03-23 | NA | 0 | 0 | Updated | NA | NA | NA | NA | Crane
Tubelight | Inverter LED Batten 20 W tubelight 2yrs Warranty | Philips | Old Pump House | 2 | M/s Power Engineer Corporation, Thane | Temghar | Electrical Fitting | Found | No | 2023-07-14 | 2026-03-04 | B-1/02 For 2023-24 | 1169.7 | 2339.4 | Updated | pjj.pec@gmail.com | 9820023829 | 6, Trimurti, Swanand Nagar, Beturkar Pada Kalyan West | 2023-24 | Tubelight
Wooden Drawers | Wooden Drawer with 2 compartment | godrej | Rest house(Room.No.4) | 1 | Bhagirath Interiors | Temghar | Furniture and Fixture | Found | No | 2019-03-20 | 2026-01-23 | 0162-18/19, 0165-18/19 | 9405 | 9405 |  | bhagirathinteriors@gmail.com | 9930806006 | Manpada junction, Opp Titan Hospital, G.B Road, Thane(W) 400607 | 2018-19 | Wooden Drawers
Sigma Revolving Chair | Supply of Sigma Revolving Chair | Sigma | Rest house(Room.no.4) | 1 | Kasturi steel furniture manufacturing LLP | Temghar | Office Equipement | Found | No | 2023-03-02 | 2026-01-20 | 397-22/23 | 6500 | 6500 | Uploaded | kasturisteelfurniture@gmail.com | 9820797926 | Gala No 23D, 9 Acre, Kothari Compound, Chitalsar Manapada, Thane(W) 400607 | 2022-23 | NA
Plastic Chair | Supply of Neelkamal Plastic chair | NA | WTP Temghar | 1 | Kasturi steel furniture manufacturing LLP | Temghar | Furniture and Fixture | Found | Yes | 2025-08-30 | 2026-01-13 | 404-25/25 | 1275 | 1275 |  | kasturisteelfurniture@gmail.com | 9820797926 | Gala No 23D Acre, Kothari Compound, Chitalsar Manapada, Thane(W) 400607 | 2025-26 | NA
Dustbin | Supply of 120 Liter Dustbin | NA | WTP temghar | 5 | Kasturi steel furniture manufacturing LLP | Temghar | Office Equipement | Found | No | 2025-08-30 | 2026-01-21 | 404-25/25 | 3600 | 18000 | Updated | kasturisteelfurniture@gmail.com | 9820797926 | Gala No 23D Acre, Kothari Compound, Chitalsar Manapada, Thane(W) 400607 | 2025-26 | Click Pic
Air conditioner | Emperia 1 TON AC | Emperia | Rest house(Room.no.2) | 1 | NA | Temghar | Office Equipement | Found | No | NA | 2026-03-23 | NA | 0 | 0 | NA | NA | NA | NA | NA | Air conditioner
Sofa | 3 Seater Cushioned Sofa | NA | Rest house(Room.no.2) | 1 | Bhagirath Interiors | Temghar | Office Equipement | Found | No | 2017-03-22 | 2026-02-03 | 2475 | 47900 | 47900 | Updated | bhagirathinteriors@gmail.com | 9930806006 | Manpada junction, Opp Titan Hospital, G.B Road, Thane(W) 400607 | NA | 3 Seater Cushioned Sofa
Wooden Cupboard | 2 door Wooden Cupboard (6.0 feet length, 2.9 feet width) | godrej | Rest house(Room.No.2) | 1 | Classic Enterprises | Temghar | Office Equipement | Found | No | 2019-05-29 | 2026-01-23 | 007/2019-20 | 34568.2314 | 34568.2314 | Updated | NA | NA | NA | 2019-20 | 2 door Wooden Cupboard
Wooden Cupboard | 2 door Wooden Cupboard With Mirror | Godrej | Rest house(Room.No.3) | 1 | Classic Enterprises | Temghar | Office Equipement | Found | No | 2019-05-29 | 2026-01-23 | 007/2019-20 | 34568.2314 | 34568.2314 | Updated | NA | NA | NA | 2019-20 | 2 door Wooden Cupboard With Mirror
Wooden Cupboard | 2 door Wooden Cupboard (6.0 feet length, 2.9 feet width) | Godrej | Rest house(Room.No.3) | 1 | Classic Enterprises | Temghar | Office Equipement | Found | No | 2017-03-31 | 2026-01-23 | 007/2019-20 | 34567 | 34567 | Updated | NA | NA | NA | 2019-20 | 2 door Wooden Cupboard
Sofa | 3 Seater Cushioned Sofa | Godrej | Rest house(Room.no.4) | 1 | Bhagirath Interiors | Temghar | Furniture and Fixture | Found | No | 2017-03-22 | 2026-02-03 | 2475 | 47900 | 47900 | Updated | bhagirathinteriors@gmail.com | 9930806006 | Manpada junction, Opp Titan Hospital, G.B Road, Thane(W) 400607 | NA | 3 Seater Cushioned Sofa
Geyser | Supply of Geyser | NA | Rest house(Room.no.4) | 1 | NA | Temghar | Furniture and Fixture | Found | No | NA | 2026-03-23 | NA | 0 | 0 |  | NA | NA | NA | NA | Supply of Gyser
Desktop Table | Supply of Desktop Table Medium Size | Godrej | Rest house(Room.no.4) | 1 | Kasturi steel furniture manufacturing LLP | Temghar | Furniture and Fixture | Found | No | 2025-01-21 | 2026-01-13 | 527-24-25 | 21000 | 21000 | Updated | kasturisteelfurniture@gmail.com | 9820797926 | Gala No 23D Acre, Kothari Compound, Chitalsar Manapada, Thane(W) 400607 | 2025-26 | Supply of Desktop Table Medium Size
Steel Cupboard | Supply of 2 Door Steel Godrej Cupboard | Godrej | Rest house(Room.No.4) | 1 | M.S.S.I.D.C. | Temghar | Electrical Fitting | Found | No | 2018-03-27 | 2026-01-23 | 180029 | 5900 | 5900 | Updated | acs.mssidc@maharashtra.gov.in | 022-22611121 | NA | NA | Supply of 2 Door Steel Godrej Cupboard
wooden bed No.4 | Supply of Wooden bed with Pillow and mattress | NA | Rest house(Room.no.4) | 1 | Bhagirath Interiors | Temghar | Electrical Fitting | Found | No | 2019-03-20 | 2026-01-23 | 0171-18/19 | 57454.75 | 57454.75 | Updated | bhagirathinteriors@gmail.com | 9930806006 | Manpada junction, Opp Titan Hospital, G.B Road, Thane(W) 400607 | 2018-19 | Supply of Wooden bed with Pillow and mattress
Steel Cupboard | Supply of 2 Door Steel Cupboard | godrej | Rest House (Main Hall) | 3 | Godrej and Boys mfg Co Ltd | Temghar | Furniture and Fixture | Found | No | 2017-12-08 | 2026-01-23 | 31J/12000010 | 20022 | 60066 | Updated | info@godrej.com | 022 6796 5656 | 2nd Floor, Eternity Mall, LBS Marg, Near Teen Haath Naka, Thane - 400601 | NA
Alum Transfer Pump No.1 | Horizontal End suction Dis - 15m 3/hr 5HP Motor and 1400 RPM | NA | Chemical House | 1 | M/s R.B Krishnani | Temghar | Plant and Machinery | Found | No | 2015-06-30 | 2026-03-03 | B-1/89 For 2012-13 | 67800 | 67800 | Uploaded | NA | 8044464585 | B-10 Shirine Garden Opp, ITI Road, Aundh, Pune 411007 | 2012-13
Alum Transfer Pump No.2 | Horizontal End suction Dis - 15m 3/hr 5HP Motor and 1400 RPM | NA | Chemical House | 1 | M/s R.B Krishnani | Temghar | Plant and Machinery | Found | No | 2015-06-30 | 2026-03-03 | B-1/89 For 2012-13 | 67800 | 67800 | Uploaded | NA | 8044464585 | B-10 Shirine Garden Opp, ITI Road, Aundh, Pune 411007 | 2012-13
Alum Transfer Pump No.3 | Alum Transfer Pump no.3 | NA | Chemical House | 1 | NA | Temghar | Plant and Machinery | Found | No | NA | 2026-03-20 | NA | 0 | 0 | Uploaded | NA | NA | NA | NA
Alum Transfer Pump No.4 | Alum Transfer Pump no.4 | NA | Chemical House | 1 | NA | Temghar | Plant and Machinery | Found | No | NA | 2026-03-20 | NA | 0 | 0 | Uploaded | NA | NA | NA | NA
Dewatering Pump | Dewatering Pump | NA | Chemical House | 1 | NA | Temghar | Plant and Machinery | Found | No | NA | 2026-03-20 | NA | 0 | 0 | Updated | NA | NA | NA | NA
Main LT Panel | Supply of Main LT Panel | NA | Chemical House | 1 | NA | Temghar | Plant and Machinery | Found | No | NA | 2026-03-20 | NA | 0 | 0 | Updated | NA | NA | NA | NA
Alum Dosing Tank No.1 | Alum Dosing Tank No.1 | NA | Chemical House | 1 | M/s R.B Krishnani | Temghar | Plant and Machinery | Found | No | 2015-05-16 | 2026-03-05 | B-1/89 For 2012-13 | 135000 | 135000 | Uploaded | NA | 8044464585 | B-10 Shirine Garden Opp, ITI Road, Aundh, Pune 411007
Alum Dosing Tank No.2 | Alum Dosing Tank No.2 | NA | Chemical House | 1 | M/s R.B Krishnani | Temghar | Plant and Machinery | Found | No | 2015-05-16 | 2026-03-05 | B-1/89 For 2012-13 | 135000 | 135000 | Uploaded | NA | 8044464585 | B-10 Shirine Garden Opp, ITI Road, Aundh, Pune 411007
Alum Dosing Tank No.3 | Alum Dosing Tank No.3 | NA | Chemical House | 1 | M/s R.B Krishnani | Temghar | Plant and Machinery | Found | No | 2015-05-16 | 2026-03-05 | B-1/89 For 2012-13 | 135000 | 135000 | Uploaded | NA | 8044464585 | B-10 Shirine Garden Opp, ITI Road, Aundh, Pune 411007
Alum Agitator No.1 | Paddle type in Ms construction U-400 50:1 Ratio | NA | Chemical House | 1 | M/s R.B Krishnani | Temghar | Plant and Machinery | Found | No | 2015-06-30 | 2026-03-03 | B-1/89 For 2012-13 | 40950 | 40950 | Updated | NA | 8044464585 | B-10 Shirine Garden Opp, ITI Road, Aundh, Pune 411007 | 2012-13
Alum Agitator No.2 | Paddle type in Ms construction U-400 50:1 Ratio | NA | Chemical House | 1 | M/s R.B Krishnani | Temghar | Plant and Machinery | Found | No | 2015-06-30 | 2026-03-03 | B-1/89 For 2012-13 | 40950 | 40950 | Updated | NA | 8044464585 | B-10 Shirine Garden Opp, ITI Road, Aundh, Pune 411007 | 2012-13
Alum Agitator No.3 | Paddle type in Ms construction U-400 50:1 Ratio | NA | Chemical House | 1 | M/s R.B Krishnani | Temghar | Plant and Machinery | Found | No | 2015-06-30 | 2026-03-03 | B-1/89 For 2012-13 | 40950 | 40950 | Updated | NA | 8044464585 | B-10 Shirine Garden Opp, ITI Road, Aundh, Pune 411007 | 2012-13
Saturation/Stock Tank No.1 | Saturation/Stock Tank No.1 | NA | Chemical House | 1 | NA | Temghar | Plant and Machinery | Found | No | NA | 2026-03-20 | NA | 0 | 0 | Updated | NA | NA | NA | NA
Saturation/Stock Tank No.2 | Saturation/Stock Tank No.2 | NA | Chemical House | 1 | NA | Temghar | Plant and Machinery | Found | No | NA | 2026-03-20 | NA | 0 | 0 | Updated | NA | NA | NA | NA
Saturation/Stock Tank No.3 | Saturation/Stock Tank No.3 | NA | Chemical House | 1 | NA | Temghar | Plant and Machinery | Found | No | NA | 2026-03-20 | NA | 0 | 0 | Updated | NA | NA | NA | NA
Saturation/Stock Tank No.4 | Saturation/Stock Tank No.4 | NA | Chemical House | 1 | NA | Temghar | Plant and Machinery | Found | No | NA | 2026-03-20 | NA | 0 | 0 | Updated | NA | NA | NA | NA
SS Gate Sluice Water Channel No.1 | (Sr. No. 104100 CG 01) upward opening & self-contained fabricated open channel SS Sluice Water gate | Durga | WTP Temghar | 1 | Laxmi Civil Engineering Services Pvt. Ltd | Temghar | Plant and Machinery | 2026-01-29 | No | 2024-03-21 | 2026-02-12 | NA | 3455000 | 3455000 | Updated | laxmikop@gmail.com | 9404265151 | C. S No. 1031/K2, E ward, 3rd Floor, Sterling Tower, Gavat Mandal, shahapuri, kolhapur
SS Gate Sluice Water Channel No.2 | (Sr. No. 1041000 CG 02) upward opening & self-contained fabricated open channel SS Sluice Water gate | Durga | WTP Temghar | 1 | Laxmi Civil Engineering Services Pvt. Ltd | Temghar | Plant and Machinery | Found | No | 2024-03-21 | 2026-01-29 | MH/STEM/23-24/01 | 3455000 | 3455000 | Updated | laxmikop@gmail.com | 9404265151 | C. S No. 1031/K2, E ward, 3rd Floor, Sterling Tower, Gavat Mandal, shahapuri, kolhapur | 2023-24
Online pH Meter | Online PH Meter with PH Sensor PC1R1A Sr. No. PH2311110 | NA | Chemist lab | 1 | Khushaboo Scientific Pvt Ltd | Temghar | Plant and Machinery | Found | No | 2024-01-31 | 2026-01-29 | B-1/42 For 2023-24 | 167320 | 167320 | Uploaded | sales@khushbooscientific.com | 022 4884 4884 | 15th Floor, Jolly Maker Chamber - II, Nariman Point, Mumbai - 400021 | 2023-24
Fire Extinguiser | Supply of 6 KG ABC Powder Type Fire Extinguiser | NA | Filter House | 1 | Shakti Fire Equipment company | Temghar | Furniture and Fixture | Found | No | 2020-01-03 | 2026-02-16 | B-1/23 For 2018-19 | 3950 | 3950 | Updated | Pankaj@sfec.in | 9768944030 | Shop No. 9 Mahaveer Heavens, Nr Agarwal College, Aadharwadi, Kalyan West, 421301 | 2018-19 | Fire Extinguiser No.9 (6 KG)
Fire Extinguiser | Supply of 6 KG ABC Powder Type Fire Extinguiser | NA | Filter House | 1 | Shakti Fire Equipment company | Temghar | Furniture and Fixture | Found | No | 2020-01-03 | 2026-02-16 | B-1/23 For 2018-19 | 3950 | 3950 | Updated | Pankaj@sfec.in | 9768944030 | Shop No. 9 Mahaveer Heavens, Nr Agarwal College, Aadharwadi, Kalyan West, 421301 | 2018-19 | Fire Extinguiser No.9 (6 KG)
Fire Extinguiser | Supply of 6 KG ABC Powder Type Fire Extinguiser | NA | Filter House | 1 | Shakti Fire Equipment company | Temghar | Furniture and Fixture | Found | No | 2020-01-03 | 2026-02-16 | B-1/23 For 2018-19 | 3950 | 3950 | Updated | Pankaj@sfec.in | 9768944030 | Shop No. 9 Mahaveer Heavens, Nr Agarwal College, Aadharwadi, Kalyan West, 421301 | 2018-19 | Fire Extinguiser No.9 (6 KG)
Fire Extinguiser | Supply of 6 KG ABC Powder Type Fire Extinguiser | NA | Filter House | 1 | Shakti Fire Equipment company | Temghar | Furniture and Fixture | Found | No | 2020-01-03 | 2026-02-16 | B-1/23 For 2018-19 | 3950 | 3950 | Updated | Pankaj@sfec.in | 9768944030 | Shop No. 9 Mahaveer Heavens, Nr Agarwal College, Aadharwadi, Kalyan West, 421301 | 2018-19 | Fire Extinguiser No.9 (6 KG)
Fire Extinguiser | Supply of 6 KG ABC Powder Type Fire Extinguiser | NA | Filter House | 1 | Shakti Fire Equipment company | Temghar | Furniture and Fixture | Found | No | 2020-01-03 | 2026-02-16 | B-1/23 For 2018-19 | 3950 | 3950 | Updated | Pankaj@sfec.in | 9768944030 | Shop No. 9 Mahaveer Heavens, Nr Agarwal College, Aadharwadi, Kalyan West, 421301 | 2018-19 | Fire Extinguiser No.9 (6 KG)
Fire Extinguiser | Supply of 6 KG ABC Powder Type Fire Extinguiser | NA | Filter House | 1 | Shakti Fire Equipment company | Temghar | Furniture and Fixture | Found | No | 2020-01-03 | 2026-02-16 | B-1/23 For 2018-19 | 3950 | 3950 | Updated | Pankaj@sfec.in | 9768944030 | Shop No. 9 Mahaveer Heavens, Nr Agarwal College, Aadharwadi, Kalyan West, 421301 | 2018-19 | Fire Extinguiser No.9 (6 KG)
Fire Extinguiser | Supply of 6 KG ABC Powder Type Fire Extinguiser | NA | Filter House | 1 | Shakti Fire Equipment company | Temghar | Furniture and Fixture | Found | No | 2020-01-03 | 2026-02-16 | B-1/23 For 2018-19 | 3950 | 3950 | Updated | Pankaj@sfec.in | 9768944030 | Shop No. 9 Mahaveer Heavens, Nr Agarwal College, Aadharwadi, Kalyan West, 421301 | 2018-19 | Fire Extinguiser No.9 (6 KG)
Fire Extinguiser | Supply of 6 KG ABC Powder Type Fire Extinguiser | NA | Office | 1 | Shakti Fire Equipment company | Temghar | Furniture and Fixture | Found | No | 2020-01-03 | 2026-02-16 | B-1/23 For 2018-19 | 3950 | 3950 | Updated | Pankaj@sfec.in | 9768944030 | Shop No. 9 Mahaveer Heavens, Nr Agarwal College, Aadharwadi, Kalyan West, 421301 | 2018-19 | Fire Extinguiser No.9 (6 KG)
Fire Extinguiser | Supply of 6 KG ABC Powder Type Fire Extinguiser | NA | Chlorine House | 1 | Shakti Fire Equipment company | Temghar | Furniture and Fixture | Found | No | 2020-01-03 | 2026-02-16 | B-1/23 For 2018-19 | 3950 | 3950 | Updated | Pankaj@sfec.in | 9768944030 | Shop No. 9 Mahaveer Heavens, Nr Agarwal College, Aadharwadi, Kalyan West, 421301 | 2018-19 | Fire Extinguiser No.9 (6 KG)
Fire Extinguiser | Supply of 6 KG ABC Powder Type Fire Extinguiser | NA | Chlorine House | 1 | Shakti Fire Equipment company | Temghar | Furniture and Fixture | Found | No | 2020-01-03 | 2026-02-16 | B-1/23 For 2018-19 | 3950 | 3950 | Updated | Pankaj@sfec.in | 9768944030 | Shop No. 9 Mahaveer Heavens, Nr Agarwal College, Aadharwadi, Kalyan West, 421301 | 2018-19 | Fire Extinguiser No.9 (6 KG)
Fire Extinguiser | Supply of 6 KG ABC Powder Type Fire Extinguiser | NA | Chlorine House | 1 | Shakti Fire Equipment company | Temghar | Furniture and Fixture | Found | No | 2020-01-03 | 2026-02-16 | B-1/23 For 2018-19 | 3950 | 3950 | Updated | Pankaj@sfec.in | 9768944030 | Shop No. 9 Mahaveer Heavens, Nr Agarwal College, Aadharwadi, Kalyan West, 421301 | 2018-19 | Fire Extinguiser No.9 (6 KG)
Fire Extinguiser | Supply of 6 KG ABC Powder Type Fire Extinguiser | NA | Chlorine House | 1 | Shakti Fire Equipment company | Temghar | Furniture and Fixture | Found | No | 2020-01-03 | 2026-02-16 | B-1/23 For 2018-19 | 3950 | 3950 | Updated | Pankaj@sfec.in | 9768944030 | Shop No. 9 Mahaveer Heavens, Nr Agarwal College, Aadharwadi, Kalyan West, 421301 | 2018-19 | Fire Extinguiser No.9 (6 KG)
Fire Extinguiser | Supply of 6 KG ABC Powder Type Fire Extinguiser | NA | Chemical House | 1 | Shakti Fire Equipment company | Temghar | Furniture and Fixture | Found | Yes | 2020-01-03 | 2026-02-16 | B-1/23 For 2018-19 | 3950 | 3950 | Updated | Pankaj@sfec.in | 9768944030 | Shop No. 9 Mahaveer Heavens, Nr Agarwal College, Aadharwadi, Kalyan West, 421301 | 2018-19 | Fire Extinguiser No.9 (6 KG)
Fire Extinguiser | Supply of 6 KG ABC Powder Type Fire Extinguiser | NA | Chemical House | 1 | Shakti Fire Equipment company | Temghar | Furniture and Fixture | Found | No | 2020-01-03 | 2026-02-16 | B-1/23 For 2018-19 | 3950 | 3950 | Updated | Pankaj@sfec.in | 9768944030 | Shop No. 9 Mahaveer Heavens, Nr Agarwal College, Aadharwadi, Kalyan West, 421301 | 2018-19 | Fire Extinguiser No.9 (6 KG)
Fire Extinguiser | Supply of 6 KG ABC Powder Type Fire Extinguiser | NA | Chemical House | 1 | Shakti Fire Equipment company | Temghar | Furniture and Fixture | Found | No | 2020-01-03 | 2026-02-16 | B-1/23 For 2018-19 | 3950 | 3950 | Updated | Pankaj@sfec.in | 9768944030 | Shop No. 9 Mahaveer Heavens, Nr Agarwal College, Aadharwadi, Kalyan West, 421301 | 2018-19 | Fire Extinguiser No.9 (6 KG)
Fire Extinguiser | Supply of 6 KG ABC Powder Type Fire Extinguiser | NA | Chemical House | 1 | Shakti Fire Equipment company | Temghar | Furniture and Fixture | Found | No | 2020-01-03 | 2026-02-16 | B-1/23 For 2018-19 | 3950 | 3950 | Updated | Pankaj@sfec.in | 9768944030 | Shop No. 9 Mahaveer Heavens, Nr Agarwal College, Aadharwadi, Kalyan West, 421301 | 2018-19 | Fire Extinguiser No.9 (6 KG)
Fire Extinguiser | Supply of 6 KG ABC Powder Type Fire Extinguiser | NA | Chemical House | 1 | Shakti Fire Equipment company | Temghar | Furniture and Fixture | Found | No | 2020-01-03 | 2026-02-16 | B-1/23 For 2018-19 | 3950 | 3950 | Updated | Pankaj@sfec.in | 9768944030 | Shop No. 9 Mahaveer Heavens, Nr Agarwal College, Aadharwadi, Kalyan West, 421301 | 2018-19 | Fire Extinguiser No.9 (6 KG)
Fire Extinguiser | Supply of 6 KG ABC Powder Type Fire Extinguiser | NA | Office Passage | 1 | Shakti Fire Equipment company | Temghar | Furniture and Fixture | Found | No | 2020-01-03 | 2026-02-16 | B-1/23 For 2018-19 | 3950 | 3950 | Updated | Pankaj@sfec.in | 9768944030 | Shop No. 9 Mahaveer Heavens, Nr Agarwal College, Aadharwadi, Kalyan West, 421301 | 2018-19
Fire Extinguiser | Supply of 6 KG ABC Powder Type Fire Extinguiser | NA | Office Passage | 1 | Shakti Fire Equipment company | Temghar | Furniture and Fixture | Found | No | 2020-01-03 | 2026-02-16 | B-1/23 For 2018-19 | 3950 | 3950 | Updated | Pankaj@sfec.in | 9768944030 | Shop No. 9 Mahaveer Heavens, Nr Agarwal College, Aadharwadi, Kalyan West, 421301 | 2018-19 | Fire Extinguiser No.9 (6 KG)
Fire Extinguiser | Supply of 6 KG ABC Powder Type Fire Extinguiser | NA | Office Passage | 1 | Shakti Fire Equipment company | Temghar | Furniture and Fixture | Found | No | 2020-01-03 | 2026-02-16 | B-1/23 For 2018-19 | 3950 | 3950 | Updated | Pankaj@sfec.in | 9768944030 | Shop No. 9 Mahaveer Heavens, Nr Agarwal College, Aadharwadi, Kalyan West, 421301 | 2018-19 | Fire Extinguiser No.9 (6 KG)
Fire Extinguiser | Supply of 6 KG ABC Powder Type Fire Extinguiser | NA | Flash Mixer | 1 | Shakti Fire Equipment company | Temghar | Furniture and Fixture | Found | No | 2020-01-03 | 2026-02-16 | B-1/23 For 2018-19 | 3950 | 3950 | Updated | Pankaj@sfec.in | 9768944030 | Shop No. 9 Mahaveer Heavens, Nr Agarwal College, Aadharwadi, Kalyan West, 421301 | 2018-19 | Fire Extinguiser No.9 (6 KG)
Barricade | 3 PC road Barricade LLDPE high virgin quality with stem logo and name printed | NA | WTP temghar | 1 | Bhagirath interiors | Temghar | Plant and Machinery | Found | Yes | 2023-05-22 | 2025-12-31 | 04-23/24 | 8850 | 8850 | Uploaded | bhagirathinteriors@gmail.com | 9930806008 | Manpada junction, Opp Titan Hospital, G.B Road, Thane(W) 400609 | 2023-24 | Barricade
Barricade | 3 PC road Barricade LLDPE high virgin quality with stem logo and name printed | NA | WTP temghar | 1 | Bhagirath interiors | Temghar | Plant and Machinery | Found | Yes | 2023-05-22 | 2025-12-31 | 04-23/24 | 8850 | 8850 | Uploaded | bhagirathinteriors@gmail.com | 9930806008 | Manpada junction, Opp Titan Hospital, G.B Road, Thane(W) 400609 | 2023-24 | Barricade
Barricade | 3 PC road Barricade LLDPE high virgin quality with stem logo and name printed | NA | WTP temghar | 1 | Bhagirath interiors | Temghar | Plant and Machinery | Found | Yes | 2023-05-22 | 2025-12-31 | 04-23/24 | 8850 | 8850 | Uploaded | bhagirathinteriors@gmail.com | 9930806008 | Manpada junction, Opp Titan Hospital, G.B Road, Thane(W) 400609 | 2023-24 | Barricade
Barricade | 3 PC road Barricade LLDPE high virgin quality with stem logo and name printed | NA | WTP temghar | 1 | Bhagirath interiors | Temghar | Plant and Machinery | Found | Yes | 2023-05-22 | 2025-12-31 | 04-23/24 | 8850 | 8850 | Uploaded | bhagirathinteriors@gmail.com | 9930806008 | Manpada junction, Opp Titan Hospital, G.B Road, Thane(W) 400609 | 2023-24 | Barricade
Barricade | 3 PC road Barricade LLDPE high virgin quality with stem logo and name printed | NA | WTP temghar | 1 | Bhagirath interiors | Temghar | Plant and Machinery | Found | Yes | 2023-05-22 | 2025-12-31 | 04-23/24 | 8850 | 8850 | Uploaded | bhagirathinteriors@gmail.com | 9930806008 | Manpada junction, Opp Titan Hospital, G.B Road, Thane(W) 400609 | 2023-24 | Barricade
Barricade | 3 PC road Barricade LLDPE high virgin quality with stem logo and name printed | NA | WTP temghar | 1 | Bhagirath interiors | Temghar | Plant and Machinery | Found | Yes | 2023-05-22 | 2025-12-31 | 04-23/24 | 8850 | 8850 | Uploaded | bhagirathinteriors@gmail.com | 9930806008 | Manpada junction, Opp Titan Hospital, G.B Road, Thane(W) 400609 | 2023-24 | Barricade
Barricade | 3 PC road Barricade LLDPE high virgin quality with stem logo and name printed | NA | WTP temghar | 1 | Bhagirath interiors | Temghar | Plant and Machinery | Found | Yes | 2023-05-22 | 2025-12-31 | 04-23/24 | 8850 | 8850 | Uploaded | bhagirathinteriors@gmail.com | 9930806008 | Manpada junction, Opp Titan Hospital, G.B Road, Thane(W) 400609 | 2023-24 | Barricade
Barricade | 3 PC road Barricade LLDPE high virgin quality with stem logo and name printed | NA | WTP temghar | 1 | Bhagirath interiors | Temghar | Plant and Machinery | Found | Yes | 2023-05-22 | 2025-12-31 | 04-23/24 | 8850 | 8850 | Uploaded | bhagirathinteriors@gmail.com | 9930806008 | Manpada junction, Opp Titan Hospital, G.B Road, Thane(W) 400609 | 2023-24 | Barricade
Barricade | 3 PC road Barricade LLDPE high virgin quality with stem logo and name printed | NA | WTP temghar | 1 | Bhagirath interiors | Temghar | Plant and Machinery | Found | Yes | 2023-05-22 | 2025-12-31 | 04-23/24 | 8850 | 8850 | Uploaded | bhagirathinteriors@gmail.com | 9930806008 | Manpada junction, Opp Titan Hospital, G.B Road, Thane(W) 400609 | 2023-24 | Barricade
Barricade | 3 PC road Barricade LLDPE high virgin quality with stem logo and name printed | NA | WTP temghar | 1 | Bhagirath interiors | Temghar | Plant and Machinery | Found | Yes | 2023-05-22 | 2025-12-31 | 04-23/24 | 8850 | 8850 | Uploaded | bhagirathinteriors@gmail.com | 9930806008 | Manpada junction, Opp Titan Hospital, G.B Road, Thane(W) 400609 | 2023-24 | Barricade
Online pH Meter | Pro Series Transmetter (Sr. No. PH2311110) | NA | New Pump House | 1 | Khushaboo Scientific Pvt Ltd | Temghar | Furniture and Fixture | Found | No | 2024-01-31 | 2026-02-16 | KSPL/2675/23-24 | 178000 | 178000 | Uploaded | sales@khushbooscientific.com | 022 4884 4884 | 15th Floor, Jolly Maker Chamber - II, Nariman Point, Mumbai - 400021 | 2024-25 | NA
CCTV Dome Camera | High Definition 2 MegaPixel IP IR Dome Camera | HIKVision | Security Cabin | 2 | M/s Trafitek Solutions Pvt. Ltd. Thane | Mankoli | Computer | Found | No | 2024-06-03 | 2025-02-16 | B-1/67 For 2023-24 | 8246 | 16492 | Uploaded | tsplhq@trafitek.com | 225316608 | ZENIA, 3rd Floor, 305, Hiranandani Estate, Next to Arcadia, G.B Road, Thane [West] 400607 | 2023-24
CCTV Dome Camera | High Definition 2 MegaPixel IP IR Dome Camera | HIKVision | Chemist lab | 1 | M/s Trafitek Solutions Pvt. Ltd. Thane | Temghar | Office Equipement | Found | No | 2024-06-03 | 2025-02-16 | B-1/67 For 2023-24 | 8246 | 8246 | Updated | tsplhq@trafitek.com | 225316608 | ZENIA, 3rd Floor, 305, Hiranandani Estate, Next to Arcadia, G.B Road, Thane [West] 400607 | 2023-24
CCTV Dome Camera | High Definition 2 MegaPixel IP IR Dome Camera | HIKVision | Main Store | 1 | M/s Trafitek Solutions Pvt. Ltd. Thane | Temghar | Office Equipement | Found | No | 2024-06-03 | 2025-02-16 | B-1/67 For 2023-24 | 8246 | 8246 | Updated | tsplhq@trafitek.com | 225316608 | ZENIA, 3rd Floor, 305, Hiranandani Estate, Next to Arcadia, G.B Road, Thane [West] 400607 | 2023-24
CCTV Dome Camera | High Definition 2 MegaPixel IP IR Dome Camera | HIKVision | Office Passage | 1 | M/s Trafitek Solutions Pvt. Ltd. Thane | Temghar | Office Equipement | Found | No | 2024-06-03 | 2025-02-16 | B-1/67 For 2023-24 | 8246 | 8246 | Updated | tsplhq@trafitek.com | 225316608 | ZENIA, 3rd Floor, 305, Hiranandani Estate, Next to Arcadia, G.B Road, Thane [West] 400607 | 2023-24
CCTV Dome Camera | High Definition 2 MegaPixel IP IR Dome Camera | HIKVision | Office Passage | 1 | M/s Trafitek Solutions Pvt. Ltd. Thane | Temghar | Office Equipement | Found | No | 2024-06-03 | 2025-02-16 | B-1/67 For 2023-24 | 8246 | 8246 | Updated | tsplhq@trafitek.com | 225316608 | ZENIA, 3rd Floor, 305, Hiranandani Estate, Next to Arcadia, G.B Road, Thane [West] 400607 | 2023-24
CCTV Dome Camera | High Definition 2 MegaPixel IP IR Dome Camera | HIKVision | Telephone Operator Room | 1 | M/s Trafitek Solutions Pvt. Ltd. Thane | Temghar | Office Equipement | Found | No | 2024-06-03 | 2025-02-16 | B-1/67 For 2023-24 | 8246 | 8246 | Updated | tsplhq@trafitek.com | 225316608 | ZENIA, 3rd Floor, 305, Hiranandani Estate, Next to Arcadia, G.B Road, Thane [West] 400607 | 2023-24
CCTV Dome Camera | High Definition 2 MegaPixel IP IR Dome Camera | HIKVision | Clerk Office | 1 | M/s Trafitek Solutions Pvt. Ltd. Thane | Temghar | Office Equipement | Found | No | 2024-06-03 | 2025-02-16 | B-1/67 For 2023-24 | 8246 | 8246 | Updated | tsplhq@trafitek.com | 225316608 | ZENIA, 3rd Floor, 305, Hiranandani Estate, Next to Arcadia, G.B Road, Thane [West] 400607 | 2023-24
CCTV Dome Camera | High Definition 2 MegaPixel IP IR Dome Camera | HIKVision | Document Room | 1 | M/s Trafitek Solutions Pvt. Ltd. Thane | Temghar | Office Equipement | Found | No | 2024-06-03 | 2025-02-16 | B-1/67 For 2023-24 | 8246 | 8246 | Updated | tsplhq@trafitek.com | 225316608 | ZENIA, 3rd Floor, 305, Hiranandani Estate, Next to Arcadia, G.B Road, Thane [West] 400607 | 2023-24
CCTV Dome Camera | High Definition 2 MegaPixel IP IR Dome Camera | HIKVision | Chemical House | 1 | M/s Trafitek Solutions Pvt. Ltd. Thane | Temghar | Office Equipement | Found | No | 2024-06-03 | 2025-02-16 | B-1/67 For 2023-24 | 8246 | 8246 | Updated | tsplhq@trafitek.com | 225316608 | ZENIA, 3rd Floor, 305, Hiranandani Estate, Next to Arcadia, G.B Road, Thane [West] 400607 | 2023-24
CCTV Dome Camera | High Definition 2 MegaPixel IP IR Dome Camera | HIKVision | Chemical House | 1 | M/s Trafitek Solutions Pvt. Ltd. Thane | Temghar | Office Equipement | Found | No | 2024-06-03 | 2025-02-16 | B-1/67 For 2023-24 | 8246 | 8246 | Updated | tsplhq@trafitek.com | 225316608 | ZENIA, 3rd Floor, 305, Hiranandani Estate, Next to Arcadia, G.B Road, Thane [West] 400607 | 2023-24
CCTV Dome Camera | High Definition 2 MegaPixel IP IR Dome Camera | HIKVision | Chemical House | 1 | M/s Trafitek Solutions Pvt. Ltd. Thane | Temghar | Office Equipement | Found | No | 2024-06-03 | 2025-02-16 | B-1/67 For 2023-24 | 8246 | 8246 | Updated | tsplhq@trafitek.com | 225316608 | ZENIA, 3rd Floor, 305, Hiranandani Estate, Next to Arcadia, G.B Road, Thane [West] 400607 | 2023-24
CCTV Dome Camera | High Definition 2 MegaPixel IP IR Dome Camera | HIKVision | Chlorine House | 1 | M/s Trafitek Solutions Pvt. Ltd. Thane | Temghar | Office Equipement | Found | No | 2024-06-03 | 2025-02-16 | B-1/67 For 2023-24 | 8246 | 8246 | Updated | tsplhq@trafitek.com | 225316608 | ZENIA, 3rd Floor, 305, Hiranandani Estate, Next to Arcadia, G.B Road, Thane [West] 400607 | 2023-24
CCTV Dome Camera | High Definition 2 MegaPixel IP IR Dome Camera | HIKVision | Chemical House | 1 | M/s Trafitek Solutions Pvt. Ltd. Thane | Temghar | Office Equipement | Found | No | 2024-06-03 | 2025-02-16 | B-1/67 For 2023-24 | 8246 | 8246 | Updated | tsplhq@trafitek.com | 225316608 | ZENIA, 3rd Floor, 305, Hiranandani Estate, Next to Arcadia, G.B Road, Thane [West] 400607 | 2023-24
CCTV Dome Camera | High Definition 2 MegaPixel IP IR Dome Camera | HIKVision | Chemical House | 1 | M/s Trafitek Solutions Pvt. Ltd. Thane | Temghar | Office Equipement | Found | No | 2024-06-03 | 2025-02-16 | B-1/67 For 2023-24 | 8246 | 8246 | Updated | tsplhq@trafitek.com | 225316608 | ZENIA, 3rd Floor, 305, Hiranandani Estate, Next to Arcadia, G.B Road, Thane [West] 400607 | 2023-24
CCTV Dome Camera | High Definition 2 MegaPixel IP IR Dome Camera | HIKVision | Chlorine House | 2 | M/s Trafitek Solutions Pvt. Ltd. Thane | Temghar | Office Equipement | Found | No | 2024-06-03 | 2025-02-16 | B-1/67 For 2023-24 | 8246 | 16492 | Uploaded | tsplhq@trafitek.com | 225316608 | ZENIA, 3rd Floor, 305, Hiranandani Estate, Next to Arcadia, G.B Road, Thane [West] 400607 | 2023-24
CCTV Dome Camera | High Definition 2 MegaPixel IP IR Dome Camera | HIKVision | Filter House | 1 | M/s Trafitek Solutions Pvt. Ltd. Thane | Temghar | Office Equipement | Found | No | 2024-06-03 | 2025-02-16 | B-1/67 For 2023-24 | 8246 | 8246 | Updated | tsplhq@trafitek.com | 225316608 | ZENIA, 3rd Floor, 305, Hiranandani Estate, Next to Arcadia, G.B Road, Thane [West] 400607 | 2023-24
CCTV Dome Camera | High Definition 2 MegaPixel IP IR Dome Camera | HIKVision | Filter House | 4 | M/s Trafitek Solutions Pvt. Ltd. Thane | Temghar | Office Equipement | Found | No | 2024-06-03 | 2025-02-16 | B-1/67 For 2023-24 | 8246 | 32984 | Uploaded | tsplhq@trafitek.com | 225316608 | ZENIA, 3rd Floor, 305, Hiranandani Estate, Next to Arcadia, G.B Road, Thane [West] 400607 | 2023-24
CCTV Dome Camera | High Definition 2 MegaPixel IP IR Dome Camera | HIKVision | Filter House | 4 | M/s Trafitek Solutions Pvt. Ltd. Thane | Temghar | Office Equipement | Found | No | 2024-06-03 | 2025-02-16 | B-1/67 For 2023-24 | 8246 | 32984 | Uploaded | tsplhq@trafitek.com | 225316608 | ZENIA, 3rd Floor, 305, Hiranandani Estate, Next to Arcadia, G.B Road, Thane [West] 400607 | 2023-24
CCTV Dome Camera | High Definition 2 MegaPixel IP IR Dome Camera | HIKVision | Flash Mixer | 1 | M/s Trafitek Solutions Pvt. Ltd. Thane | Temghar | Office Equipement | Found | No | 2024-06-03 | 2025-02-16 | B-1/67 For 2023-24 | 8246 | 8246 | Updated | tsplhq@trafitek.com | 225316608 | ZENIA, 3rd Floor, 305, Hiranandani Estate, Next to Arcadia, G.B Road, Thane [West] 400607 | 2023-24
CCTV Dome Camera | High Definition 2 MegaPixel IP IR Dome Camera | HIKVision | Machine Room | 1 | M/s Trafitek Solutions Pvt. Ltd. Thane | Temghar | Office Equipement | Found | No | 2024-06-03 | 2025-02-16 | B-1/67 For 2023-24 | 8246 | 8246 | Updated | tsplhq@trafitek.com | 225316608 | ZENIA, 3rd Floor, 305, Hiranandani Estate, Next to Arcadia, G.B Road, Thane [West] 400607 | 2023-24
CCTV Dome Camera | High Definition 2 MegaPixel IP IR Dome Camera | HIKVision | Machine Room | 1 | M/s Trafitek Solutions Pvt. Ltd. Thane | Temghar | Office Equipement | Found | No | 2024-06-03 | 2025-02-16 | B-1/67 For 2023-24 | 8246 | 8246 | Updated | tsplhq@trafitek.com | 225316608 | ZENIA, 3rd Floor, 305, Hiranandani Estate, Next to Arcadia, G.B Road, Thane [West] 400607 | 2023-24
CCTV Dome Camera | High Definition 2 MegaPixel IP IR Dome Camera | HIKVision | Old Pump House | 1 | M/s Trafitek Solutions Pvt. Ltd. Thane | Temghar | Office Equipement | Found | No | 2024-06-03 | 2025-02-16 | B-1/67 For 2023-24 | 8246 | 8246 | Updated | tsplhq@trafitek.com | 225316608 | ZENIA, 3rd Floor, 305, Hiranandani Estate, Next to Arcadia, G.B Road, Thane [West] 400607 | 2023-24
CCTV Dome Camera | High Definition 2 MegaPixel IP IR Dome Camera | HIKVision | Security Cabin | 4 | M/s Trafitek Solutions Pvt. Ltd. Thane | Temghar | Office Equipement | Found | No | 2024-06-03 | 2025-02-16 | B-1/67 For 2023-24 | 8246 | 32984 | Uploaded | tsplhq@trafitek.com | 225316608 | ZENIA, 3rd Floor, 305, Hiranandani Estate, Next to Arcadia, G.B Road, Thane [West] 400607 | 2023-24
CCTV Dome Camera | High Definition 2 MegaPixel IP IR Dome Camera | HIKVision | Rest House Hall | 1 | M/s Trafitek Solutions Pvt. Ltd. Thane | Temghar | Office Equipement | Found | No | 2024-06-03 | 2025-02-16 | B-1/67 For 2023-24 | 8246 | 8246 | Updated | tsplhq@trafitek.com | 225316608 | ZENIA, 3rd Floor, 305, Hiranandani Estate, Next to Arcadia, G.B Road, Thane [West] 400607 | 2023-24
CCTV Dome Camera | High Definition 2 MegaPixel IP IR Dome Camera | HIKVision | Rest House Kitchen | 1 | M/s Trafitek Solutions Pvt. Ltd. Thane | Temghar | Office Equipement | Found | No | 2024-06-03 | 2025-02-16 | B-1/67 For 2023-24 | 8246 | 8246 | Updated | tsplhq@trafitek.com | 225316608 | ZENIA, 3rd Floor, 305, Hiranandani Estate, Next to Arcadia, G.B Road, Thane [West] 400607 | 2023-24
CCTV Dome Camera | High Definition 2 MegaPixel IP IR Dome Camera | HIKVision | Rest house Front Passage | 1 | M/s Trafitek Solutions Pvt. Ltd. Thane | Temghar | Office Equipement | Found | No | 2024-06-03 | 2025-02-16 | B-1/67 For 2023-24 | 8246 | 8246 | Updated | tsplhq@trafitek.com | 225316608 | ZENIA, 3rd Floor, 305, Hiranandani Estate, Next to Arcadia, G.B Road, Thane [West] 400607 | 2023-24
CCTV Dome Camera | High Definition 2 MegaPixel IP IR Dome Camera | HIKVision | Recirculation Pump House | 1 | M/s Trafitek Solutions Pvt. Ltd. Thane | Temghar | Office Equipement | Found | No | 2024-06-03 | 2025-02-16 | B-1/67 For 2023-24 | 8246 | 8246 | Updated | tsplhq@trafitek.com | 225316608 | ZENIA, 3rd Floor, 305, Hiranandani Estate, Next to Arcadia, G.B Road, Thane [West] 400607 | 2023-24
CCTV Bullet Camera | High Definition 2.0 MegaPixel IP Bullet Camera (2560 X 1440 Resolution) | HIKVision | Main Gate (Security Cabin) | 2 | M/s Trafitek Solutions Pvt. Ltd. Thane | Temghar | Computer | Found | No | 2024-06-03 | 2025-02-16 | B-1/67 For 2023-24 | 8312 | 16624 | Uploaded | tsplhq@trafitek.com | 225316608 | ZENIA, 3rd Floor, 305, Hiranandani Estate, Next to Arcadia, G.B Road, Thane [West] 400607 | 2023-24
CCTV Bullet Camera | High Definition 2.0 MegaPixel IP Bullet Camera (2560 X 1440 Resolution) | HIKVision | Gate No.2 | 2 | M/s Trafitek Solutions Pvt. Ltd. Thane | Temghar | Computer | Found | No | 2024-06-03 | 2025-02-16 | B-1/67 For 2023-24 | 8312 | 16624 | Uploaded | tsplhq@trafitek.com | 225316608 | ZENIA, 3rd Floor, 305, Hiranandani Estate, Next to Arcadia, G.B Road, Thane [West] 400607 | 2023-24
CCTV Bullet Camera | High Definition 2.0 MegaPixel IP Bullet Camera (2560 X 1440 Resolution) | HIKVision | Recirculation Pump House | 1 | M/s Trafitek Solutions Pvt. Ltd. Thane | Temghar | Computer | Found | No | 2024-06-03 | 2025-02-16 | B-1/67 For 2023-24 | 8312 | 8312 | Uploaded | tsplhq@trafitek.com | 225316608 | ZENIA, 3rd Floor, 305, Hiranandani Estate, Next to Arcadia, G.B Road, Thane [West] 400607 | 2023-24
CCTV Bullet Camera | High Definition 2.0 MegaPixel IP Bullet Camera (2560 X 1440 Resolution) | HIKVision | Gate No.3 | 2 | M/s Trafitek Solutions Pvt. Ltd. Thane | Temghar | Computer | Found | No | 2024-06-03 | 2025-02-16 | B-1/67 For 2023-24 | 8312 | 16624 | Uploaded | tsplhq@trafitek.com | 225316608 | ZENIA, 3rd Floor, 305, Hiranandani Estate, Next to Arcadia, G.B Road, Thane [West] 400607 | 2023-24
CCTV Bullet Camera | High Definition 2.0 MegaPixel IP Bullet Camera (2560 X 1440 Resolution) | HIKVision | Near Gate No.3 | 2 | M/s Trafitek Solutions Pvt. Ltd. Thane | Temghar | Computer | Found | No | 2024-06-03 | 2025-02-16 | B-1/67 For 2023-24 | 8312 | 16624 | Uploaded | tsplhq@trafitek.com | 225316608 | ZENIA, 3rd Floor, 305, Hiranandani Estate, Next to Arcadia, G.B Road, Thane [West] 400607 | 2023-24
CCTV Bullet Camera | High Definition 2.0 MegaPixel IP Bullet Camera (2560 X 1440 Resolution) | HIKVision | New Pump House | 1 | M/s Trafitek Solutions Pvt. Ltd. Thane | Temghar | Computer | Found | No | 2024-06-03 | 2025-02-16 | B-1/67 For 2023-24 | 8312 | 8312 | Uploaded | tsplhq@trafitek.com | 225316608 | ZENIA, 3rd Floor, 305, Hiranandani Estate, Next to Arcadia, G.B Road, Thane [West] 400607 | 2023-24
CCTV Bullet Camera | High Definition 2.0 MegaPixel IP Bullet Camera (2560 X 1440 Resolution) | HIKVision | Transformer Section | 1 | M/s Trafitek Solutions Pvt. Ltd. Thane | Temghar | Computer | Found | No | 2024-06-03 | 2025-02-16 | B-1/67 For 2023-24 | 8312 | 8312 | Uploaded | tsplhq@trafitek.com | 225316608 | ZENIA, 3rd Floor, 305, Hiranandani Estate, Next to Arcadia, G.B Road, Thane [West] 400607 | 2023-24
CCTV Bullet Camera | High Definition 2.0 MegaPixel IP Bullet Camera (2560 X 1440 Resolution) | HIKVision | Near Outdoor Substation road | 2 | M/s Trafitek Solutions Pvt. Ltd. Thane | Temghar | Computer | Found | No | 2024-06-03 | 2025-02-16 | B-1/67 For 2023-24 | 8312 | 16624 | Uploaded | tsplhq@trafitek.com | 225316608 | ZENIA, 3rd Floor, 305, Hiranandani Estate, Next to Arcadia, G.B Road, Thane [West] 400607 | 2023-24
CCTV Bullet Camera | High Definition 2.0 MegaPixel IP Bullet Camera (2560 X 1440 Resolution) | HIKVision | Front of Old Pump House | 1 | M/s Trafitek Solutions Pvt. Ltd. Thane | Temghar | Computer | Found | No | 2024-06-03 | 2025-02-16 | B-1/67 For 2023-24 | 8312 | 8312 | Uploaded | tsplhq@trafitek.com | 225316608 | ZENIA, 3rd Floor, 305, Hiranandani Estate, Next to Arcadia, G.B Road, Thane [West] 400607 | 2023-24
CCTV Bullet Camera | High Definition 2.0 MegaPixel IP Bullet Camera (2560 X 1440 Resolution) | HIKVision | Near Chlorine House Truck Enterance Road | 2 | M/s Trafitek Solutions Pvt. Ltd. Thane | Temghar | Computer | Found | No | 2024-06-03 | 2025-02-16 | B-1/67 For 2023-24 | 8312 | 16624 | Uploaded | tsplhq@trafitek.com | 225316608 | ZENIA, 3rd Floor, 305, Hiranandani Estate, Next to Arcadia, G.B Road, Thane [West] 400607 | 2023-24
CCTV Bullet Camera | High Definition 2.0 MegaPixel IP Bullet Camera (2560 X 1440 Resolution) | HIKVision | Office Entry | 1 | M/s Trafitek Solutions Pvt. Ltd. Thane | Temghar | Computer | Found | No | 2024-06-03 | 2025-02-16 | B-1/67 For 2023-24 | 8312 | 8312 | Uploaded | tsplhq@trafitek.com | 225316608 | ZENIA, 3rd Floor, 305, Hiranandani Estate, Next to Arcadia, G.B Road, Thane [West] 400607 | 2023-24
CCTV Bullet Camera | High Definition 2.0 MegaPixel IP Bullet Camera (2560 X 1440 Resolution) | HIKVision | CLF No.1 - Road Turn | 2 | M/s Trafitek Solutions Pvt. Ltd. Thane | Temghar | Computer | Found | No | 2024-06-03 | 2025-02-16 | B-1/67 For 2023-24 | 8312 | 16624 | Uploaded | tsplhq@trafitek.com | 225316608 | ZENIA, 3rd Floor, 305, Hiranandani Estate, Next to Arcadia, G.B Road, Thane [West] 400607 | 2023-24
CCTV Bullet Camera | High Definition 2.0 MegaPixel IP Bullet Camera (2560 X 1440 Resolution) | HIKVision | Filter House | 4 | M/s Trafitek Solutions Pvt. Ltd. Thane | Temghar | Computer | Found | No | 2024-06-03 | 2025-02-16 | B-1/67 For 2023-24 | 8312 | 33248 | Uploaded | tsplhq@trafitek.com | 225316608 | ZENIA, 3rd Floor, 305, Hiranandani Estate, Next to Arcadia, G.B Road, Thane [West] 400607 | 2023-24
CCTV Bullet Camera | High Definition 2.0 MegaPixel IP Bullet Camera (2560 X 1440 Resolution) | HIKVision | CLF Outlet Channel | 4 | M/s Trafitek Solutions Pvt. Ltd. Thane | Temghar | Computer | Found | No | 2024-06-03 | 2025-02-16 | B-1/67 For 2023-24 | 8312 | 33248 | Uploaded | tsplhq@trafitek.com | 225316608 | ZENIA, 3rd Floor, 305, Hiranandani Estate, Next to Arcadia, G.B Road, Thane [West] 400607 | 2023-24
CCTV Bullet Camera | High Definition 2.0 MegaPixel IP Bullet Camera (2560 X 1440 Resolution) | HIKVision | Settle Water channel | 1 | M/s Trafitek Solutions Pvt. Ltd. Thane | Temghar | Computer | Found | No | 2024-06-03 | 2025-02-16 | B-1/67 For 2023-24 | 8312 | 8312 | Uploaded | tsplhq@trafitek.com | 225316608 | ZENIA, 3rd Floor, 305, Hiranandani Estate, Next to Arcadia, G.B Road, Thane [West] 400607 | 2023-24
CCTV Bullet Camera | High Definition 2.0 MegaPixel IP Bullet Camera (2560 X 1440 Resolution) | HIKVision | CLF Godown | 1 | M/s Trafitek Solutions Pvt. Ltd. Thane | Temghar | Computer | Found | No | 2024-06-03 | 2025-02-16 | B-1/67 For 2023-24 | 8312 | 8312 | Uploaded | tsplhq@trafitek.com | 225316608 | ZENIA, 3rd Floor, 305, Hiranandani Estate, Next to Arcadia, G.B Road, Thane [West] 400607 | 2023-24
CCTV Bullet Camera | High Definition 2.0 MegaPixel IP Bullet Camera (2560 X 1440 Resolution) | HIKVision | Intake channel | 1 | M/s Trafitek Solutions Pvt. Ltd. Thane | Temghar | Computer | Found | No | 2024-06-03 | 2025-02-16 | B-1/67 For 2023-24 | 8312 | 8312 | Uploaded | tsplhq@trafitek.com | 225316608 | ZENIA, 3rd Floor, 305, Hiranandani Estate, Next to Arcadia, G.B Road, Thane [West] 400607 | 2023-24
CCTV Bullet Camera | High Definition 2.0 MegaPixel IP Bullet Camera (2560 X 1440 Resolution) | HIKVision | Flash Mixer | 1 | M/s Trafitek Solutions Pvt. Ltd. Thane | Temghar | Computer | Found | No | 2024-06-03 | 2025-02-16 | B-1/67 For 2023-24 | 8312 | 8312 | Uploaded | tsplhq@trafitek.com | 225316608 | ZENIA, 3rd Floor, 305, Hiranandani Estate, Next to Arcadia, G.B Road, Thane [West] 400607 | 2023-24
CCTV Bullet Camera | High Definition 2.0 MegaPixel IP Bullet Camera (2560 X 1440 Resolution) | HIKVision | CLF no.3 - Road Turn | 1 | M/s Trafitek Solutions Pvt. Ltd. Thane | Temghar | Computer | Found | No | 2024-06-03 | 2025-02-16 | B-1/67 For 2023-24 | 8312 | 8312 | Uploaded | tsplhq@trafitek.com | 225316608 | ZENIA, 3rd Floor, 305, Hiranandani Estate, Next to Arcadia, G.B Road, Thane [West] 400607 | 2023-24
CCTV Bullet Camera | High Definition 2.0 MegaPixel IP Bullet Camera (2560 X 1440 Resolution) | HIKVision | Rest House | 1 | M/s Trafitek Solutions Pvt. Ltd. Thane | Temghar | Computer | Found | No | 2024-06-03 | 2025-02-16 | B-1/67 For 2023-24 | 8312 | 8312 | Uploaded | tsplhq@trafitek.com | 225316608 | ZENIA, 3rd Floor, 305, Hiranandani Estate, Next to Arcadia, G.B Road, Thane [West] 400607 | 2023-24
CCTV Bullet Camera | High Definition 2.0 MegaPixel IP Bullet Camera (2560 X 1440 Resolution) | HIKVision | TMC Gate | 2 | M/s Trafitek Solutions Pvt. Ltd. Thane | Temghar | Computer | Found | No | 2024-06-03 | 2025-02-16 | B-1/67 For 2023-24 | 8312 | 16624 | Uploaded | tsplhq@trafitek.com | 225316608 | ZENIA, 3rd Floor, 305, Hiranandani Estate, Next to Arcadia, G.B Road, Thane [West] 400607 | 2023-24
CCTV Bullet Camera | High Definition 2.0 MegaPixel IP Bullet Camera (2560 X 1440 Resolution) | HIKVision | Class IV quarters Road | 2 | M/s Trafitek Solutions Pvt. Ltd. Thane | Temghar | Computer | Found | No | 2024-06-03 | 2025-02-16 | B-1/67 For 2023-24 | 8312 | 16624 | Uploaded | tsplhq@trafitek.com | 225316608 | ZENIA, 3rd Floor, 305, Hiranandani Estate, Next to Arcadia, G.B Road, Thane [West] 400607 | 2023-24
CCTV Bullet Camera | High Definition 2.0 MegaPixel IP Bullet Camera (2560 X 1440 Resolution) | HIKVision | Gate no. 4 | 2 | M/s Trafitek Solutions Pvt. Ltd. Thane | Temghar | Computer | Found | No | 2024-06-03 | 2025-02-16 | B-1/67 For 2023-24 | 8312 | 16624 | Uploaded | tsplhq@trafitek.com | 225316608 | ZENIA, 3rd Floor, 305, Hiranandani Estate, Next to Arcadia, G.B Road, Thane [West] 400607 | 2023-24
CCTV Bullet Camera | High Definition 2.0 MegaPixel IP Bullet Camera (2560 X 1440 Resolution) | HIKVision | Class IV quarters | 2 | M/s Trafitek Solutions Pvt. Ltd. Thane | Temghar | Computer | Found | No | 2024-06-03 | 2025-02-16 | B-1/67 For 2023-24 | 8312 | 16624 | Uploaded | tsplhq@trafitek.com | 225316608 | ZENIA, 3rd Floor, 305, Hiranandani Estate, Next to Arcadia, G.B Road, Thane [West] 400607 | 2023-24
CCTV Bullet Camera | High Definition 2.0 MegaPixel IP Bullet Camera (2560 X 1440 Resolution) | HIKVision | Passage | 1 | M/s Trafitek Solutions Pvt. Ltd. Thane | Mankoli | Computer | Found | No | 2024-06-03 | 2025-02-16 | B-1/67 For 2023-24 | 8312 | 8312 | Uploaded | tsplhq@trafitek.com | 225316608 | ZENIA, 3rd Floor, 305, Hiranandani Estate, Next to Arcadia, G.B Road, Thane [West] 400607 | 2023-24
CCTV Bullet Camera | High Definition 2.0 MegaPixel IP Bullet Camera (2560 X 1440 Resolution) | HIKVision | Passage | 1 | M/s Trafitek Solutions Pvt. Ltd. Thane | Mankoli | Computer | Found | No | 2024-06-03 | 2025-02-16 | B-1/67 For 2023-24 | 8312 | 8312 | Uploaded | tsplhq@trafitek.com | 225316608 | ZENIA, 3rd Floor, 305, Hiranandani Estate, Next to Arcadia, G.B Road, Thane [West] 400607 | 2023-24
CCTV Bullet Camera | High Definition 2.0 MegaPixel IP Bullet Camera (2560 X 1440 Resolution) | HIKVision | Passage | 1 | M/s Trafitek Solutions Pvt. Ltd. Thane | Mankoli | Computer | Found | No | 2024-06-03 | 2025-02-16 | B-1/67 For 2023-24 | 8312 | 8312 | Uploaded | tsplhq@trafitek.com | 225316608 | ZENIA, 3rd Floor, 305, Hiranandani Estate, Next to Arcadia, G.B Road, Thane [West] 400607 | 2023-24
CCTV Bullet Camera | High Definition 2.0 MegaPixel IP Bullet Camera (2560 X 1440 Resolution) | HIKVision | Godown | 1 | M/s Trafitek Solutions Pvt. Ltd. Thane | Mankoli | Computer | Found | No | 2024-06-03 | 2025-02-16 | B-1/67 For 2023-24 | 8312 | 8312 | Uploaded | tsplhq@trafitek.com | 225316608 | ZENIA, 3rd Floor, 305, Hiranandani Estate, Next to Arcadia, G.B Road, Thane [West] 400607 | 2023-24
Cupboard | Supply of 8 Door Industrial Locker Cupboard | NA | Mankoli MBR | 1 | M.S.S.I.D.C. | Mankoli MBR | Furniture and Fixture | Found |  | 2016-09-19 | 2025-02-16 |  | 9152 | 9152 | Updated | acs.mssidc@maharashtra.gov.in | 022-22611121 | NA
Printer | HP Laser Jet Printer - TB | NA | Sectional Engineer ¦ Cabin No.2 | 1 | Minesh Electronics | Mankoli | Computer | Found | No | 2017-09-07 | 2025-02-16 | 002 | 13216 | 13216 | Updated | charu_b123rediffmail.com | 022-25375007 | Swami darshan shop no.7, Near S.T. Work shop, Khopat, Thane(W) | 2016-17
Roof Shade | Roof Shade at Mankoli Meter Room, 1st And Final Bill (Doc. 21.02.2018) | NA | Mankoli MBR | 1 | Shree Ramdeveji MKSS Ltd Ulhasnagar | Mankoli MBR | Building | Found |  | 2019-03-25 | 2025-02-16 | B-1/18 FOR 2018-19 | 131831.5 | 131831.5 | Need to verify | NA | NA | NA | 2018-19
Computer System | Desktop Computer and mother board | NA | Mankoli MBR | 1 | NA | Mankoli MBR | Computer | Found |  | 2019-07-30 | 2025-02-16 | AE/07/19/002 | 40800 | 40800 | Updated | NA | NA | NA | NA
Street lights | EXTERNAL ELECTRIFICATION ARRANGEMENT WITH HIGH GALVANIZED OCTOGONAL POLES AND 60W LED FLOOD LIGHT FITTING AT MANKOLI MBR | NA | Mankoli MBR | 1 | Mana Electric and Engineering Services | Mankoli MBR | Electrical Fitting | Found |  | 2017-10-13 | 2025-02-16 | B-1/36 FOR 2017-18 | 1418438 | 1418438 | Need to verify | Manaelectric@gmail.com | 7719007222 | HEET-NEST BUILDING IN FRONT OF HDFC BANK KATRAP ROAD BADLAPUR (EAST) - 421503 | 2017-18
Water Cooler | Supply of Water Cooler with RO + UV + UF | Bluestart Godreg | Mankoli MBR | 1 | C.P Engineering CO. | Mankoli MBR | Office Equipement | Found |  | 2023-04-03 | 2026-01-07 | 12 | 61891 | 61891 | Updated | c_27121980@rediffmail.com | 9324031853 | 9, Charulata Navare Park, Chinchpada, Ambernath (W), Dist Thane 421505 | NA
Computer System | All in One Computer System | Lenovo | Deputy Engineer ¦ Cabin No.1 | 1 | Green apple compunet | Mankoli | Computer | Found | No | 2024-07-22 | 2026-02-17 | GAC-003800/24-25 | 52100 | 52100 | Updated | computechgreen@gmail.com | 9022260222/9594248270 | Shop No.1,2 & 3, Gajanan Commercial Complex, Datta Mandir RD, Thane west 400601 | 2024-25
UPS | Artis Powersafe 1000ECO UPS (Sr. No. VP62417177AR) | Artis | Deputy Engineer ¦ Cabin No.1 | 1 | Green apple compunet | Mankoli | Computer | Found | No | 2024-08-08 | 2026-07-12 | GAC-007487/24-25 | 5600 | 5600 | Uploaded | computechgreen@gmail.com | 9022260222/9594248270 | Shop No.1,2 & 3, Gajanan Commercial Complex, Datta Mandir RD, Thane west 400601 | 2023-24
Office Chair | Fix Legged Orbit visiting chair | Orbit | Deputy Engineer ¦ Cabin No.1 | 4 | Kasturi steel furniture manufacturing LLP | Mankoli | Office Equipement | Found | No | 2023-03-02 | 2026-03-03 | 395-22/23 | 5000 | 20000 | Updated | kasturisteelfurniture@gmail.com | 9820797926 | Gala No 23D, 9 Acre, Kothari Compound, Chitalsar Manapada, Thane(W) 400607 | 2023-24
Office Chair | Bravo High Back Chair & Carbon Black Voila Fabric | NA | Deputy Engineer ¦ Cabin No.1 | 1 | Bhagirath Interiors | Mankoli | Furniture and Fixture | Found | No | 2018-01-15 | 2026-02-17 | 2743 | 9756.004 | 9756.004 | Updated | bhagirathinteriors@gmail.com | 9930806006 | Manpada junction, Opp Titan Hospital, G.B Road, Thane(W) 400607 | NA
Office Chair | Bravo High Back Chair & Carbon Black Voila Fabric | Bravo | Deputy Engineer ¦ Cabin No.1 | 1 | Bhagirath Interiors | Mankoli | Furniture and Fixture | Found | No | 2018-01-15 | 2026-02-17 | 2743 | 9756.004 | 9756.004 | Updated | bhagirathinteriors@gmail.com | 9930806006 | Manpada junction, Opp Titan Hospital, G.B Road, Thane(W) 400607 | NA
Steel cupboard (Major) | Size (1980 x 915 x 375 mm) 3 Shelves | godrej | Deputy Engineer ¦ Cabin No.1 | 1 | Maharashtra Small Scale Industries Development Corporation Limited (M.S.S.I.D.C) | Mankoli | Furniture and Fixture | Found | No | 2014-08-16 | 2026-03-03 | STEM 1630 | 6920 | 6920 | Updated | adminmssidc-mh@mah.gov.in | 022-22611121 | Plot No. D-10, Road No. 33 Wagle Indl. Estate, Indira Nagar, thane 400604
Air conditioner | Supply of Videocon Air conditioner | Videocon | Deputy Engineer ¦ Cabin No.1 | 1 |  | Mankoli | Office Equipement |  | No |  |  |  |  | 0
Computer Table/Desk | Mayfair Main Desk +ERU+Pedestal | NA | Deputy Engineer ¦ Cabin No.1 | 1 | Bhagirath Interiors | Mankoli | Furniture and Fixture | Found | No | 2018-01-11 | 2026-02-17 | 2743 | 28154 | 28154 | Updated | bhagirathinteriors@gmail.com | 9930806006 | Manpada junction, Opp Titan Hospital, G.B Road, Thane(W) 400607 | NA
Printer | Supply of Epson L 3150 | Epson | Deputy Engineer ¦ Cabin No.1 | 1 | Archies Enterprises | Mankoli | Computer | Found | No | 2022-02-28 | 2026-02-17 | AR-22172 | 16556 | 16556 | Updated | NA | NA | 104 Rameshwar Co-op Hos. Society | 2021-22
Ceiling Fan | Supply of Orient electric Ceiling Fan | Orient Electric | Deputy Engineer ¦ Cabin No.1 | 1 |  | Mankoli | Electrical Fitting | Found | No
Printer | Supply of HP Printer | HP | Deputy Engineer ¦ Cabin No.1 | 1 | Scrap | Mankoli | Computer | Found | Yes | NA | NA | NA | 0 | 0 | Not Found | NA | NA | NA | NA
Office chair | Bravo High Back Chair & Carbon Black Voila Fabric | Bravo | Sectional Engineer ¦ Cabin No.2 | 2 | Bhagirath Interiors | Mankoli | Furniture and Fixture | Found | No | 2018-01-15 | 2026-02-17 | 2743 | 9756.004 | 19512.008 | Updated | bhagirathinteriors@gmail.com | 9930806006 | Manpada junction, Opp Titan Hospital, G.B Road, Thane(W) 400607 | NA
Computer Table/Desk | Trident Junior Main Desk - 2 | Trident | Sectional Engineer ¦ Cabin No.2 | 1 | Bhagirath Interiors | Mankoli | Furniture and Fixture | Found | No | 2018-01-11 | 2026-02-23 | 2743 | 19748.8733 | 19748.8733 | Updated | bhagirathinteriors@gmail.com | 9930806006 | Manpada junction, Opp Titan Hospital, G.B Road, Thane(W) 400607 | NA
Computer System | All in One Computer System | Lenovo | Sectional Engineer ¦ Cabin No.2 | 3 | Green apple compunet | Mankoli | Computer | Found | No | 2024-07-22 | 2026-02-17 | GAC-003800/24-25 | 52100 | 156300 | Updated | computechgreen@gmail.com | 9022260222/9594248270 | Shop No.1,2 & 3, Gajanan Commercial Complex, Datta Mandir RD, Thane west 400601 | 2024-25
Office Chair | Fix Legged Orbit visiting chair | Orbit | Sectional Engineer ¦ Cabin No.2 | 3 | Kasturi steel furniture manufacturing LLP | Mankoli | Furniture and Fixture | Found | No | 2023-03-02 | 2026-03-03 | 395-22/23 | 5000 | 15000 | Updated | kasturisteelfurniture@gmail.com | 9820797926 | Gala No 23D, 9 Acre, Kothari Compound, Chitalsar Manapada, Thane(W) 400607
Office Chair | Kubix Visiting Chair | Kubix | Sectional Engineer ¦ Cabin No.2 | 1 | Bhagirath interiors | Mankoli | Furniture and Fixture | Found | No | 2016-11-30 | 2026-03-03 | NA | 9563 | 9563 | Updated | bhagirathinteriors@gmail.com | 9930806006 | Manpada junction, Opp Titan Hospital, G.B Road, Thane(W) 400607
Air conditioner | Supply of Videocon Air conditioner | Videocon | Sectional Engineer ¦ Cabin No.2 | 1 |  | Mankoli | Office Equipement |  | No |  |  |  |  | 0
Steel cupboard (Major) | Size (1980 x 915 x 375 mm) 3 Shelves | godrej | Sectional Engineer ¦ Cabin No.2 | 1 | Maharashtra Small Scale Industries Development Corporation Limited (M.S.S.I.D.C) | Mankoli | Furniture and Fixture | Found | No | 2014-08-16 | 2026-03-03 | STEM 1630 | 6920 | 6920 | Updated | adminmssidc-mh@mah.gov.in | 022-22611121 | Plot No. D-10, Road No. 33 Wagle Indl. Estate, Indira Nagar, thane 400604
Computer Table/Desk | Trident Junior Main Desk - 2 | Trident | Sectional Engineer ¦ Cabin No.2 | 1 | Bhagirath Interiors | Mankoli | Furniture and Fixture | Found | No | 2018-01-11 | 2026-02-23 | 2743 | 19748.8733 | 19748.8733 | Updated | bhagirathinteriors@gmail.com | 9930806006 | Manpada junction, Opp Titan Hospital, G.B Road, Thane(W) 400607 | NA
Ceiling Fan | Supply of Orient electric Ceiling Fan | Orient Electric | Sectional Engineer ¦ Cabin No.2 | 1 | NA | Mankoli | Electrical Fitting | Found | No | 2020-06-08 | 2026-03-04 | NA | 1900 | 1900 |  | NA | NA | NA | NA
CCTV Panel | Supply of CCTV Panel | NA | Sectional Engineer ¦ Cabin No.2 | 1 |  | Mankoli | Computer |  | No |  |  |  |  | 0
UPS | Supply of Computer System power supply | Artis | Sectional Engineer ¦ Cabin No.2 | 3 | Green apple compunet | Mankoli | Computer | Found | No | 2024-08-08 | 2026-07-12 | GAC-007487/24-25 | 5600 | 16800 | Uploaded | computechgreen@gmail.com | 9022260222/9594248270 | Shop No.1,2 & 3, Gajanan Commercial Complex, Datta Mandir RD, Thane west 400601 | 2023-24
Steel cupboard (Minor) | Size (1270 x 765 x 440 mm) 3 Shelves | Slimline | Sectional Engineer ¦ Cabin No.2 | 1 | Maharashtra Small Scale Industries Development Corporation Limited (M.S.S.I.D.C) | Mankoli | Furniture and Fixture | Found | No | 2014-02-14 | 2026-03-03 | STEM/SB/421 | 3940 | 3940 | Updated | adminmssidc-mh@mah.gov.in | 022-22611121 | Plot No. D-10, Road No. 33 Wagle Indl. Estate, Indira Nagar, thane 400604 | 2013-14
Steel cupboard (Major) | Size (1980 x 915 x 375 mm) 3 Shelves | godrej | Sectional Engineer ¦ Cabin No.2 | 1 | Maharashtra Small Scale Industries Development Corporation Limited (M.S.S.I.D.C) | Mankoli | Furniture and Fixture | Found | No | 2014-06-30 | 2026-03-03 | STEM/TB/1507 | 6920 | 6920 | Updated | adminmssidc-mh@mah.gov.in | 022-22611121 | Plot No. D-10, Road No. 33 Wagle Indl. Estate, Indira Nagar, thane 400604
Printer | Supply of HP Printer | HP | Sectional Engineer ¦ Cabin No.2 | 1 | Scrap | Mankoli | Computer | Found | Yes | NA | NA | NA | 0 | 0 | Not Found | NA | NA | NA | NA
Computer System | Supply of Basic Computer System | NA | Sectional Engineer ¦ Cabin No.2 | 1 | Scrap | Mankoli | Computer | Found | Yes | NA | 2026-02-25 | 0 | 0 | 0 | NA | NA | NA | NA | NA | NA
Steel cupboard (Major) | Supply of Storewel plain with 4 shelf power coated (Big) | godrej | Cabin No.3 | 2 | Kasturi steel furniture manufacturing LLP | Mankoli | Furniture and Fixture | Found | No | 2022-12-19 | 2026-03-03 | 288-22/23 | 15000 | 30000 | Updated | kasturisteelfurniture@gmail.com | 9820797926 | Gala No 23D, 9 Acre, Kothari Compound, Chitalsar Manapada, Thane(W) 400607 | 2022-23
Steel cupboard (Minor) | Size (1270 x 765 x 440 mm) 3 Shelves | Slimline | Cabin No.3 | 1 | Maharashtra Small Scale Industries Development Corporation Limited (M.S.S.I.D.C) | Mankoli | Furniture and Fixture |  | No | 2014-02-14 | 2026-03-03 | NA | 3940 | 3940 | Updated | adminmssidc-mh@mah.gov.in | 022-22611121 | Plot No. D-10, Road No. 33 Wagle Indl. Estate, Indira Nagar, thane 400604 | 2013-14
Air conditioner | Supply of Videocon Air conditioner | Videocon | Cabin No.3 | 1 |  | Mankoli | Office Equipement |  | No |  |  |  |  | 0
Computer System | All in One Computer System | Lenovo | Cabin No.3 | 1 | Green apple compunet | Mankoli | Computer | Found | No | 2024-07-22 | 2026-02-17 | GAC-003800/24-25 | 52100 | 52100 | Updated | computechgreen@gmail.com | 9022260222/9594248270 | Shop No.1,2 & 3, Gajanan Commercial Complex, Datta Mandir RD, Thane west 400601 | 2024-25
UPS | Artis Powersafe 1000ECO UPS (Sr. No. VP062417178AR) | Artis | Cabin No.3 | 1 | Green apple compunet | Mankoli | Computer | Found | No | 2024-08-08 | 2026-07-12 | GAC-007487/24-25 | 5600 | 5600 | Uploaded | computechgreen@gmail.com | 9022260222/9594248270 | Shop No.1,2 & 3, Gajanan Commercial Complex, Datta Mandir RD, Thane west 400601 | 2023-24
Computer Table/Desk | Trident Junior Main Desk - 2 | Trident | Cabin No.3 | 1 | Bhagirath Interiors | Mankoli | Furniture and Fixture | Found | No | 2018-01-11 | 2026-02-23 | 2743 | 19748.8733 | 19748.8733 | Updated | bhagirathinteriors@gmail.com | 9930806006 | Manpada junction, Opp Titan Hospital, G.B Road, Thane(W) 400607 | NA
Plastic Chair | Supply of Neelkmal Plastic chair | Neelkamal | Cabin No.3 | 6 | Kasturi steel furniture manufacturing LLP | Mankoli | Computer | Found | No | 2025-08-30 | 2026-02-17 | 404-25/25 | 1275 | 7650 | Uploaded | kasturisteelfurniture@gmail.com | 9820797926 | Gala No 23D Acre, Kothari Compound, Chitalsar Manapada, Thane(W) 400607 | 2025-26
Office chair | Bravo High Back Chair & Carbon Black Voila Fabric | Bravo | Cabin No.3 | 1 | Bhagirath Interiors | Mankoli | Furniture and Fixture | Found | No | 2018-01-15 | 2026-02-17 | 2743 | 9756.004 | 9756.004 | Updated | bhagirathinteriors@gmail.com | 9930806006 | Manpada junction, Opp Titan Hospital, G.B Road, Thane(W) 400607 | NA
Ceiling Fan | Supply of Ceiling Fan | NA | Cabin No.3 | 1 |  | Mankoli | Electrical Fitting | Found | No
Printer | Supply of Printer HP M 126 nw | HP | Cabin No.3 | 1 | Archies Enterprises | Mankoli | Computer | Found | No | 2022-02-24 | 2026-02-17 | AR-22170 | 21512 | 21512 | Updated | NA | NA | 104 Rameshwar Co-op Hos. Society | 2021-22
Cupboard | Supply of 8 Door Industrial Locker Cupboard | godrej | Store Room | 1 | Kasturi steel furniture manufacturing LLP | Mankoli | Furniture and Fixture | Found | No | 2022-02-24 | 2026-02-17 | AR-22170 | 30562 | 30562 | Updated | kasturisteelfurniture@gmail.com | 9820797926 | Gala No 23D Acre, Kothari Compound, Chitalsar Manapada, Thane(W) 400607 | 2022-23
Cupboard | Supply of Storewel plain with 3 shelf power coated (Big) | godrej | Store Room | 2 | Kasturi steel furniture manufacturing LLP | Mankoli | Furniture and Fixture | Found | No | 2022-12-19 | 2026-03-03 | 288-22/23 | 11500 | 23000 | Updated | kasturisteelfurniture@gmail.com | 9820797926 | Gala No 23D, 9 Acre, Kothari Compound, Chitalsar Manapada, Thane(W) 400607 | 2022-23
Ceiling Fan | Supply of Ceiling Fan | NA | Store Room | 1 |  | Mankoli | Electrical Fitting | Found | No
Plastic Chair | Supply of Neelkmal Plastic chair | Neelkamal | Security Cabin | 1 | Kasturi steel furniture manufacturing LLP | Mankoli | Computer | Found | No | 2025-08-30 | 2026-02-17 | 404-25/25 | 1275 | 1275 | Uploaded | kasturisteelfurniture@gmail.com | 9820797926 | Gala No 23D Acre, Kothari Compound, Chitalsar Manapada, Thane(W) 400607 | 2025-26
Flow Meter | Supply of Flow Meter | NA | Security Cabin | 1 |  | Mankoli | Plant and Machinery |  | No |  |  |  |  | 0
Face Recognition System | Supply of AiFace-Mars Linux Based Access Control and time Attendence Terminal | eSSL | Security Cabin | 1 | M/s Si-tech System | Mankoli | Office Equipement | Found | No | 2025-03-28 | 2026-03-05 | STEM25032816 | 35100 | 35100 | Uploaded | sitechsystems3@gmail.com | 9619845720 | A/3, Santosh CHS, Near Makhamali Talao, LBS Road, Thane (W) 400601 | 2025-26
Valve Actuator Panel | Supply of Valve Actuator Panel | NA | New Pump House | 1 | M/s Suvas Electricals Thane | Temghar | Plant and Machinery | Found | No | 2019-01-30 | 2026-02-18 | B-146 For 2016-17 | 245558 | 245558 | Updated | suvaselectricals@gmail.com | 25447696 | Jaydeep Emphasis Unit No. 405, Opp. Punjab National Bank, Near Datta Mandir, Mulund Wagle Check, Thane. | 2016-17
H.T VCB Panel for 500HP Pump No.4 | 3.3 kV H.T Circuit Breaker |  | Old Pump House | 1 | M/s Friend's Engineering Corporation, Navi Mumbai | Temghar | Plant and Machinery | Found | Yes | 2011-12-13 | 2026-02-20 | B-1/43 For 2009-10 | 438299 | 438299 | Uploaded | Contactus@friendsengg.in | 27578869 & 25386926 | 3, Manisha Co-Op HSG. Society, Vrindavan, Thane 400601 | 2009-10 | NA
Trunking Panel | 3.3 kV H.T Circuit Breaker (Trunking Panel) |  | New Pump House | 1 | M/s Suvas Electricals Thane | Temghar | Plant and Machinery | Found | Yes | 2019-01-30 | 2026-02-18 | B-146 For 2016-17 | 375709 | 375709 | Uploaded | suvaselectricals@gmail.com | 25447696 | Jaydeep Emphasis Unit No. 405, Opp. Punjab National Bank, Near Datta Mandir, Mulund Wagle Check, Thane. | 2016-17
Street lights | EXTERNAL ELECTRIFICATION ARRANGEMENT WITH HIGH GALVANIZED OCTOGONAL POLES AND 60W LED FLOOD LIGHT FITTING AT MANKOLI MBR | Custom | Mankoli MBR | 40 | Mana Electric and Engineering Services | Mankoli MBR | Electrical Fitting | Not Found | No | 2017-10-13 | 2026-02-25 | B-1/36 For 2017-18 | 35461 | 1418440
Damper Valve | Supply of Motorized Damper Valve | NA | Chemical House | 7 | M/s Achala Enginnering and Electronics | Temghar | Plant and Machinery | Found | No | 2025-02-28 | 2026-03-20 | B-1/09 For 2023-24 | 33531 | 234717 | Uploaded |  |  |  | 2023-24
Water Cooler | Self Contained Water Cooler 230/250V 50 Cycles nominal | Bluestart Godreg | Gate No.1 | 1 | M/s Power Engineer Corporation | Temghar | Office Equipement | Found | No | 2019-03-23 | 2026-03-23 | B-1/53 For 2019-20 | 37770.77 | 37770.77 | Uploaded | pjj.pec@gmail.com | 9820023829 | 6, Trimurti, Swanand Nagar, Beturkar Pada Kalyan West | 2019-20
Water Cooler | Self Contained Water Cooler 230/250V 50 Cycles nominal | Bluestart Godreg | Old Pump House | 1 | M/s Power Engineer Corporation | Temghar | Office Equipement | Found | No | 2019-03-23 | 2026-03-23 | B-1/53 For 2019-20 | 37770.77 | 37770.77 | Uploaded | pjj.pec@gmail.com | 9820023829 | 6, Trimurti, Swanand Nagar, Beturkar Pada Kalyan West | 2019-20
Water Cooler | Self Contained Water Cooler 230/250V 50 Cycles nominal | Bluestart Godreg | Mankoli MBR | 1 | M/s Power Engineer Corporation | Mankoli MBR | Office Equipement | Found | No | 2019-03-23 | 2026-03-23 | B-1/53 For 2019-20 | 37770.77 | 37770.77 | Updated | pjj.pec@gmail.com | 9820023829 | 6, Trimurti, Swanand Nagar, Beturkar Pada Kalyan West | 2019-20
Flow Meter | Supply of 1000mm Full Bore Elctromagnetic flow meter as per ISO 17025 for Raw/Pure Water | Krohne | Mankoli MBR | 3 | Hi-tech Engineers | Mankoli MBR | Plant and Machinery | Found | No | 2018-10-12 | 2026-03-25 | D-1/12 For 2018-19 | 857233 | 2571699 |  | hitechnm2@gmail.com | 90825 92310 | 202, Empress, Plot No. 89, Sector 3, Kopar Khairane, Navi Mumbai - 400709 | 2018-19
GPRS Modem | Supply of GPRS Modem | NA | Mankoli MBR | 3 | Hi-tech Engineers | Mankoli MBR | Plant and Machinery | Found | No | 2018-10-12 | 2026-03-25 | D-1/12 For 2018-19 | 21000 | 63000 |  | hitechnm2@gmail.com | 90825 92310 | 202, Empress, Plot No. 89, Sector 3, Kopar Khairane, Navi Mumbai - 400709 | 2018-19
UPS & Chargeable Battary | Supply of UPS and Chargeable Battary | NA | Mankoli MBR | 3 | Hi-tech Engineers | Mankoli MBR | Plant and Machinery | Found | No | 2018-10-12 | 2026-03-25 | D-1/12 For 2018-19 | 9430 | 28290 |  | hitechnm2@gmail.com | 90825 92310 | 202, Empress, Plot No. 89, Sector 3, Kopar Khairane, Navi Mumbai - 400709 | 2018-19
Surge Protection | Supply of Surge Protection | NA | Mankoli MBR | 3 | Hi-tech Engineers | Mankoli MBR | Plant and Machinery | Found | No | 2018-10-12 | 2026-03-25 | D-1/12 For 2018-19 | 5143 | 15429 |  | hitechnm2@gmail.com | 90825 92310 | 202, Empress, Plot No. 89, Sector 3, Kopar Khairane, Navi Mumbai - 400709 | 2018-19
Data Logger | Supply of Data Logger | NA | Mankoli MBR | 3 | Hi-tech Engineers | Mankoli MBR | Plant and Machinery | Found | No | 2018-10-12 | 2026-03-25 | D-1/12 For 2018-19 | 15536 | 46608 |  | hitechnm2@gmail.com | 90825 92310 | 202, Empress, Plot No. 89, Sector 3, Kopar Khairane, Navi Mumbai - 400709 | 2018-19
Self Standing Panel | Supply of Self Standing Panel | NA | Mankoli MBR | 3 | Hi-tech Engineers | Mankoli MBR | Plant and Machinery | Found | No | 2018-10-12 | 2026-03-25 | D-1/12 For 2018-19 | 21431 | 64293 |  | hitechnm2@gmail.com | 90825 92310 | 202, Empress, Plot No. 89, Sector 3, Kopar Khairane, Navi Mumbai - 400709 | 2018-19
CCTV Dome Camera | High Definition 2 MegaPixel IP IR Dome Camera | HIKVision | Mankoli MBR | 2 | M/s Trafitek Solutions Pvt. Ltd. Thane | Mankoli MBR | Computer | Found | No | 2024-06-03 | 2025-02-16 | B-1/67 For 2023-24 | 8246 | 16492 | Uploaded | tsplhq@trafitek.com | 225316608 | ZENIA, 3rd Floor, 305, Hiranandani Estate, Next to Arcadia, G.B Road, Thane [West] 400607 | 2023-24
CCTV Bullet Camera | High Definition 2.0 MegaPixel IP Bullet Camera (2560 X 1440 Resolution) | HIKVision | Mankoli MBR | 1 | M/s Trafitek Solutions Pvt. Ltd. Thane | Mankoli MBR | Computer | Found | No | 2024-06-03 | 2025-02-16 | B-1/67 For 2023-24 | 8312 | 8312 | Uploaded | tsplhq@trafitek.com | 225316608 | ZENIA, 3rd Floor, 305, Hiranandani Estate, Next to Arcadia, G.B Road, Thane [West] 400607 | 2023-24
CCTV Bullet Camera | High Definition 2.0 MegaPixel IP Bullet Camera (2560 X 1440 Resolution) | HIKVision | Mankoli MBR | 1 | M/s Trafitek Solutions Pvt. Ltd. Thane | Mankoli MBR | Computer | Found | No | 2024-06-03 | 2025-02-16 | B-1/67 For 2023-24 | 8312 | 8312 | Uploaded | tsplhq@trafitek.com | 225316608 | ZENIA, 3rd Floor, 305, Hiranandani Estate, Next to Arcadia, G.B Road, Thane [West] 400607 | 2023-24
CCTV Bullet Camera | High Definition 2.0 MegaPixel IP Bullet Camera (2560 X 1440 Resolution) | HIKVision | Mankoli MBR | 1 | M/s Trafitek Solutions Pvt. Ltd. Thane | Mankoli MBR | Computer | Found | No | 2024-06-03 | 2025-02-16 | B-1/67 For 2023-24 | 8312 | 8312 | Uploaded | tsplhq@trafitek.com | 225316608 | ZENIA, 3rd Floor, 305, Hiranandani Estate, Next to Arcadia, G.B Road, Thane [West] 400607 | 2023-24
CCTV Bullet Camera | High Definition 2.0 MegaPixel IP Bullet Camera (2560 X 1440 Resolution) | HIKVision | Mankoli MBR | 1 | M/s Trafitek Solutions Pvt. Ltd. Thane | Mankoli MBR | Computer | Found | No | 2024-06-03 | 2025-02-16 | B-1/67 For 2023-24 | 8312 | 8312 | Uploaded | tsplhq@trafitek.com | 225316608 | ZENIA, 3rd Floor, 305, Hiranandani Estate, Next to Arcadia, G.B Road, Thane [West] 400607 | 2023-24
Found